## Performance
Manufacturer | System_Size_kW | Load_Percentage | Actual_Power_Output_kW | Electrical_Efficiency_LHV | Thermal_Efficiency | CHP_Total_Efficiency | Operating_Temperature_C | Cell_Voltage_V | Power_Density_Volumetric_kW_per_m3 | Power_Density_Area_kW_per_m2 | Stack_Degradation_pct_per_1000h | Expected_Stack_Lifetime_hours | System_Lifetime_years | Fuel_Utilization_Factor | Air_Utilization_Factor
Bloom Energy | 100 | 25 | 25 | 0.56 | 0.2125 | 0.7725 | 809.8 | 0.71 | 400 | 0.8 | 0.129 | 46239 | 15.6 | 0.837 | 0.26
Bloom Energy | 100 | 50 | 50 | 0.5836 | 0.225 | 0.8086 | 806.2 | 0.652 | 400 | 0.8 | 0.178 | 73297 | 17.1 | 0.768 | 0.218
Bloom Energy | 100 | 75 | 75 | 0.5949 | 0.2375 | 0.8324 | 764.8 | 0.679 | 400 | 0.8 | 0.157 | 45579 | 17.9 | 0.787 | 0.246
Bloom Energy | 100 | 100 | 100 | 0.5809 | 0.25 | 0.8309 | 817.8 | 0.67 | 400 | 0.8 | 0.151 | 63696 | 15.5 | 0.811 | 0.217
Bloom Energy | 200 | 25 | 50 | 0.549 | 0.2125 | 0.7615 | 802.6 | 0.694 | 400 | 0.8 | 0.127 | 59807 | 15.3 | 0.841 | 0.226
Bloom Energy | 200 | 50 | 100 | 0.5821 | 0.225 | 0.8071 | 799.4 | 0.681 | 400 | 0.8 | 0.151 | 61868 | 16.8 | 0.847 | 0.278
Bloom Energy | 200 | 75 | 150 | 0.5999 | 0.2375 | 0.8374 | 713.3 | 0.67 | 400 | 0.8 | 0.123 | 53013 | 18.9 | 0.777 | 0.283
Bloom Energy | 200 | 100 | 200 | 0.6017 | 0.25 | 0.8517 | 753.5 | 0.678 | 400 | 0.8 | 0.153 | 45636 | 23 | 0.757 | 0.299
Bloom Energy | 250 | 25 | 62.5 | 0.5482 | 0.2125 | 0.7607 | 700.8 | 0.732 | 400 | 0.8 | 0.162 | 69160 | 22.7 | 0.757 | 0.236
Bloom Energy | 250 | 50 | 125 | 0.5911 | 0.225 | 0.8161 | 717.4 | 0.736 | 400 | 0.8 | 0.157 | 53235 | 15.6 | 0.781 | 0.233
Bloom Energy | 250 | 75 | 187.5 | 0.6006 | 0.2375 | 0.8381 | 833.1 | 0.697 | 400 | 0.8 | 0.127 | 68529 | 22.6 | 0.806 | 0.277
Bloom Energy | 250 | 100 | 250 | 0.6136 | 0.25 | 0.8636 | 774.1 | 0.702 | 400 | 0.8 | 0.146 | 41016 | 16.1 | 0.753 | 0.264
Bloom Energy | 300 | 25 | 75 | 0.5559 | 0.2125 | 0.7684 | 836.1 | 0.675 | 400 | 0.8 | 0.145 | 70222 | 17.3 | 0.758 | 0.229
Bloom Energy | 300 | 50 | 150 | 0.5651 | 0.225 | 0.7901 | 724.2 | 0.743 | 400 | 0.8 | 0.168 | 65336 | 23.7 | 0.83 | 0.219
Bloom Energy | 300 | 75 | 225 | 0.5935 | 0.2375 | 0.831 | 821.1 | 0.74 | 400 | 0.8 | 0.139 | 44402 | 17.3 | 0.793 | 0.282
Bloom Energy | 300 | 100 | 300 | 0.6097 | 0.25 | 0.8597 | 829.1 | 0.651 | 400 | 0.8 | 0.151 | 56696 | 17.2 | 0.762 | 0.234
Bloom Energy | 500 | 25 | 125 | 0.5534 | 0.2125 | 0.7659 | 777.8 | 0.72 | 400 | 0.8 | 0.142 | 78871 | 24.6 | 0.775 | 0.25
Bloom Energy | 500 | 50 | 250 | 0.589 | 0.225 | 0.814 | 745.1 | 0.678 | 400 | 0.8 | 0.122 | 64382 | 20 | 0.755 | 0.228
Bloom Energy | 500 | 75 | 375 | 0.5906 | 0.2375 | 0.8281 | 721.7 | 0.699 | 400 | 0.8 | 0.179 | 49682 | 21.7 | 0.826 | 0.224
Bloom Energy | 500 | 100 | 500 | 0.603 | 0.25 | 0.853 | 809.2 | 0.687 | 400 | 0.8 | 0.158 | 65341 | 20.4 | 0.759 | 0.284
Bloom Energy | 1000 | 25 | 250 | 0.5451 | 0.2125 | 0.7576 | 706.1 | 0.709 | 400 | 0.8 | 0.161 | 40663 | 20.1 | 0.773 | 0.265
Bloom Energy | 1000 | 50 | 500 | 0.5793 | 0.225 | 0.8043 | 726.2 | 0.719 | 400 | 0.8 | 0.143 | 77469 | 16.4 | 0.784 | 0.211
Bloom Energy | 1000 | 75 | 750 | 0.6006 | 0.2375 | 0.8381 | 822.6 | 0.706 | 400 | 0.8 | 0.152 | 49674 | 15.9 | 0.84 | 0.29
Bloom Energy | 1000 | 100 | 1000 | 0.5877 | 0.25 | 0.8377 | 795 | 0.684 | 400 | 0.8 | 0.141 | 69038 | 24 | 0.839 | 0.278
Bloom Energy | 1500 | 25 | 375 | 0.5482 | 0.2125 | 0.7607 | 724.2 | 0.74 | 400 | 0.8 | 0.156 | 40367 | 16 | 0.816 | 0.201
Bloom Energy | 1500 | 50 | 750 | 0.5873 | 0.225 | 0.8123 | 724.1 | 0.705 | 400 | 0.8 | 0.162 | 66078 | 17.2 | 0.821 | 0.224
Bloom Energy | 1500 | 75 | 1125 | 0.6041 | 0.2375 | 0.8416 | 797.4 | 0.735 | 400 | 0.8 | 0.159 | 62732 | 15.9 | 0.787 | 0.227
Bloom Energy | 1500 | 100 | 1500 | 0.5918 | 0.25 | 0.8418 | 736.6 | 0.747 | 400 | 0.8 | 0.144 | 75681 | 21.3 | 0.829 | 0.25
Bloom Energy | 2000 | 25 | 500 | 0.5524 | 0.2125 | 0.7649 | 729.3 | 0.722 | 400 | 0.8 | 0.137 | 40972 | 21.5 | 0.768 | 0.294
Bloom Energy | 2000 | 50 | 1000 | 0.6122 | 0.225 | 0.8372 | 843.1 | 0.741 | 400 | 0.8 | 0.142 | 40618 | 24.3 | 0.793 | 0.297
Bloom Energy | 2000 | 75 | 1500 | 0.584 | 0.2375 | 0.8215 | 827.7 | 0.682 | 400 | 0.8 | 0.13 | 62272 | 24.4 | 0.82 | 0.257
Bloom Energy | 2000 | 100 | 2000 | 0.5849 | 0.25 | 0.8349 | 714.6 | 0.712 | 400 | 0.8 | 0.179 | 45603 | 20.2 | 0.838 | 0.274
Siemens Energy | 100 | 25 | 25 | 0.5473 | 0.238 | 0.7853 | 753.9 | 0.679 | 380 | 0.75 | 0.199 | 72404 | 23.7 | 0.841 | 0.251
Siemens Energy | 100 | 50 | 50 | 0.576 | 0.252 | 0.828 | 775.2 | 0.73 | 380 | 0.75 | 0.189 | 68078 | 23 | 0.839 | 0.234
Siemens Energy | 100 | 75 | 75 | 0.565 | 0.266 | 0.831 | 786.7 | 0.654 | 380 | 0.75 | 0.178 | 61705 | 17.9 | 0.809 | 0.203
Siemens Energy | 100 | 100 | 100 | 0.5776 | 0.28 | 0.8576 | 705.6 | 0.732 | 380 | 0.75 | 0.172 | 45082 | 20.2 | 0.827 | 0.222
Siemens Energy | 200 | 25 | 50 | 0.5292 | 0.238 | 0.7672 | 707.8 | 0.703 | 380 | 0.75 | 0.182 | 65497 | 22.3 | 0.848 | 0.252
Siemens Energy | 200 | 50 | 100 | 0.5677 | 0.252 | 0.8197 | 748.4 | 0.73 | 380 | 0.75 | 0.166 | 57558 | 15.8 | 0.753 | 0.296
Siemens Energy | 200 | 75 | 150 | 0.5778 | 0.266 | 0.8438 | 761.3 | 0.667 | 380 | 0.75 | 0.159 | 50009 | 20.5 | 0.821 | 0.266
Siemens Energy | 200 | 100 | 200 | 0.5887 | 0.28 | 0.8687 | 742 | 0.745 | 380 | 0.75 | 0.194 | 62174 | 21.1 | 0.792 | 0.225
Siemens Energy | 250 | 25 | 62.5 | 0.5492 | 0.238 | 0.7872 | 702.2 | 0.662 | 380 | 0.75 | 0.153 | 41629 | 23.6 | 0.82 | 0.247
Siemens Energy | 250 | 50 | 125 | 0.5584 | 0.252 | 0.8104 | 714.7 | 0.699 | 380 | 0.75 | 0.178 | 46928 | 19.3 | 0.79 | 0.262
Siemens Energy | 250 | 75 | 187.5 | 0.5683 | 0.266 | 0.8343 | 756.2 | 0.713 | 380 | 0.75 | 0.18 | 74259 | 21.6 | 0.766 | 0.207
Siemens Energy | 250 | 100 | 250 | 0.5813 | 0.28 | 0.8613 | 796.4 | 0.653 | 380 | 0.75 | 0.185 | 77609 | 20.8 | 0.789 | 0.264
Siemens Energy | 300 | 25 | 75 | 0.5578 | 0.238 | 0.7958 | 841.2 | 0.689 | 380 | 0.75 | 0.208 | 76214 | 17 | 0.757 | 0.21
Siemens Energy | 300 | 50 | 150 | 0.546 | 0.252 | 0.798 | 702.7 | 0.659 | 380 | 0.75 | 0.191 | 42847 | 18.2 | 0.834 | 0.202
Siemens Energy | 300 | 75 | 225 | 0.5669 | 0.266 | 0.8329 | 717.7 | 0.72 | 380 | 0.75 | 0.188 | 75098 | 22.4 | 0.83 | 0.228
Siemens Energy | 300 | 100 | 300 | 0.5885 | 0.28 | 0.8685 | 726.6 | 0.725 | 380 | 0.75 | 0.198 | 79620 | 19.1 | 0.787 | 0.278
Siemens Energy | 500 | 25 | 125 | 0.542 | 0.238 | 0.78 | 828.8 | 0.693 | 380 | 0.75 | 0.195 | 70181 | 16 | 0.84 | 0.251
Siemens Energy | 500 | 50 | 250 | 0.5635 | 0.252 | 0.8155 | 824 | 0.682 | 380 | 0.75 | 0.204 | 55568 | 15.1 | 0.841 | 0.209
Siemens Energy | 500 | 75 | 375 | 0.576 | 0.266 | 0.842 | 842.6 | 0.707 | 380 | 0.75 | 0.188 | 57937 | 17.9 | 0.783 | 0.267
Siemens Energy | 500 | 100 | 500 | 0.5787 | 0.28 | 0.8587 | 812.9 | 0.729 | 380 | 0.75 | 0.197 | 43648 | 19.9 | 0.756 | 0.255
Siemens Energy | 1000 | 25 | 250 | 0.5463 | 0.238 | 0.7843 | 752.6 | 0.662 | 380 | 0.75 | 0.159 | 70460 | 21.2 | 0.76 | 0.208
Siemens Energy | 1000 | 50 | 500 | 0.564 | 0.252 | 0.816 | 805.1 | 0.657 | 380 | 0.75 | 0.199 | 68249 | 15.8 | 0.758 | 0.299
Siemens Energy | 1000 | 75 | 750 | 0.5583 | 0.266 | 0.8243 | 821.9 | 0.745 | 380 | 0.75 | 0.209 | 70135 | 18.8 | 0.758 | 0.278
Siemens Energy | 1000 | 100 | 1000 | 0.5659 | 0.28 | 0.8459 | 783.8 | 0.692 | 380 | 0.75 | 0.204 | 44447 | 19.9 | 0.751 | 0.247
Siemens Energy | 1500 | 25 | 375 | 0.5397 | 0.238 | 0.7777 | 811.9 | 0.708 | 380 | 0.75 | 0.208 | 54994 | 17.9 | 0.837 | 0.222
Siemens Energy | 1500 | 50 | 750 | 0.5572 | 0.252 | 0.8092 | 844.5 | 0.651 | 380 | 0.75 | 0.208 | 41726 | 23.9 | 0.803 | 0.299
Siemens Energy | 1500 | 75 | 1125 | 0.5737 | 0.266 | 0.8397 | 845.4 | 0.702 | 380 | 0.75 | 0.188 | 67829 | 19.5 | 0.813 | 0.258
Siemens Energy | 1500 | 100 | 1500 | 0.5723 | 0.28 | 0.8523 | 835.2 | 0.655 | 380 | 0.75 | 0.167 | 78016 | 23.9 | 0.796 | 0.262
Siemens Energy | 2000 | 25 | 500 | 0.5281 | 0.238 | 0.7661 | 769.6 | 0.685 | 380 | 0.75 | 0.185 | 43109 | 24.7 | 0.849 | 0.27
Siemens Energy | 2000 | 50 | 1000 | 0.5595 | 0.252 | 0.8115 | 780.4 | 0.681 | 380 | 0.75 | 0.199 | 67389 | 16.6 | 0.841 | 0.282
Siemens Energy | 2000 | 75 | 1500 | 0.5595 | 0.266 | 0.8255 | 839.9 | 0.737 | 380 | 0.75 | 0.153 | 41054 | 18.8 | 0.831 | 0.299
Siemens Energy | 2000 | 100 | 2000 | 0.5983 | 0.28 | 0.8783 | 722.6 | 0.709 | 380 | 0.75 | 0.173 | 78796 | 23.4 | 0.834 | 0.247
FuelCell Energy | 100 | 25 | 25 | 0.5113 | 0.255 | 0.7663 | 608.5 | 0.736 | 350 | 0.7 | 0.219 | 79988 | 25 | 0.806 | 0.277
FuelCell Energy | 100 | 50 | 50 | 0.5498 | 0.27 | 0.8198 | 741.7 | 0.735 | 350 | 0.7 | 0.185 | 58021 | 16.3 | 0.845 | 0.261
FuelCell Energy | 100 | 75 | 75 | 0.57 | 0.285 | 0.855 | 692.7 | 0.686 | 350 | 0.7 | 0.177 | 66862 | 20.2 | 0.827 | 0.252
FuelCell Energy | 100 | 100 | 100 | 0.5588 | 0.3 | 0.8588 | 727.8 | 0.705 | 350 | 0.7 | 0.204 | 75066 | 19 | 0.763 | 0.203
FuelCell Energy | 200 | 25 | 50 | 0.5337 | 0.255 | 0.7887 | 705.6 | 0.671 | 350 | 0.7 | 0.178 | 40581 | 18.5 | 0.809 | 0.239
FuelCell Energy | 200 | 50 | 100 | 0.5694 | 0.27 | 0.8394 | 665.6 | 0.74 | 350 | 0.7 | 0.191 | 60559 | 22.8 | 0.79 | 0.262
FuelCell Energy | 200 | 75 | 150 | 0.5458 | 0.285 | 0.8308 | 668.9 | 0.748 | 350 | 0.7 | 0.2 | 53150 | 21.3 | 0.774 | 0.208
FuelCell Energy | 200 | 100 | 200 | 0.5694 | 0.3 | 0.8694 | 619.3 | 0.663 | 350 | 0.7 | 0.179 | 45553 | 21.4 | 0.768 | 0.235
FuelCell Energy | 250 | 25 | 62.5 | 0.5266 | 0.255 | 0.7816 | 700.1 | 0.667 | 350 | 0.7 | 0.182 | 41634 | 16.7 | 0.778 | 0.218
FuelCell Energy | 250 | 50 | 125 | 0.5653 | 0.27 | 0.8353 | 613.3 | 0.662 | 350 | 0.7 | 0.198 | 48253 | 18.6 | 0.8 | 0.269
FuelCell Energy | 250 | 75 | 187.5 | 0.5559 | 0.285 | 0.8409 | 731 | 0.742 | 350 | 0.7 | 0.174 | 51075 | 23.1 | 0.825 | 0.218
FuelCell Energy | 250 | 100 | 250 | 0.5721 | 0.3 | 0.8721 | 631.4 | 0.687 | 350 | 0.7 | 0.199 | 64730 | 18.7 | 0.796 | 0.275
FuelCell Energy | 300 | 25 | 75 | 0.533 | 0.255 | 0.788 | 676.8 | 0.703 | 350 | 0.7 | 0.176 | 57896 | 20.3 | 0.774 | 0.227
FuelCell Energy | 300 | 50 | 150 | 0.5589 | 0.27 | 0.8289 | 656.6 | 0.652 | 350 | 0.7 | 0.189 | 48457 | 18.3 | 0.762 | 0.289
FuelCell Energy | 300 | 75 | 225 | 0.5797 | 0.285 | 0.8647 | 718.4 | 0.7 | 350 | 0.7 | 0.175 | 61484 | 20.9 | 0.825 | 0.243
FuelCell Energy | 300 | 100 | 300 | 0.5788 | 0.3 | 0.8788 | 619.1 | 0.678 | 350 | 0.7 | 0.192 | 65836 | 20.7 | 0.786 | 0.299
FuelCell Energy | 500 | 25 | 125 | 0.5133 | 0.255 | 0.7683 | 615.3 | 0.665 | 350 | 0.7 | 0.185 | 46427 | 16.9 | 0.779 | 0.217
FuelCell Energy | 500 | 50 | 250 | 0.5614 | 0.27 | 0.8314 | 734.5 | 0.658 | 350 | 0.7 | 0.201 | 56415 | 24.8 | 0.761 | 0.24
FuelCell Energy | 500 | 75 | 375 | 0.5571 | 0.285 | 0.8421 | 625.6 | 0.717 | 350 | 0.7 | 0.226 | 62270 | 20.7 | 0.778 | 0.277
FuelCell Energy | 500 | 100 | 500 | 0.5776 | 0.3 | 0.8776 | 628.1 | 0.682 | 350 | 0.7 | 0.196 | 60304 | 17.4 | 0.761 | 0.261
FuelCell Energy | 1000 | 25 | 250 | 0.5336 | 0.255 | 0.7886 | 623.2 | 0.698 | 350 | 0.7 | 0.202 | 42072 | 18.4 | 0.763 | 0.206
FuelCell Energy | 1000 | 50 | 500 | 0.5391 | 0.27 | 0.8091 | 748.5 | 0.682 | 350 | 0.7 | 0.219 | 50185 | 21.8 | 0.826 | 0.26
FuelCell Energy | 1000 | 75 | 750 | 0.5382 | 0.285 | 0.8232 | 652.3 | 0.743 | 350 | 0.7 | 0.22 | 78601 | 16.2 | 0.823 | 0.294
FuelCell Energy | 1000 | 100 | 1000 | 0.562 | 0.3 | 0.862 | 627.2 | 0.657 | 350 | 0.7 | 0.214 | 62978 | 23.4 | 0.764 | 0.28
FuelCell Energy | 1500 | 25 | 375 | 0.5224 | 0.255 | 0.7774 | 624.6 | 0.731 | 350 | 0.7 | 0.21 | 60922 | 18.6 | 0.838 | 0.239
FuelCell Energy | 1500 | 50 | 750 | 0.5514 | 0.27 | 0.8214 | 722.5 | 0.694 | 350 | 0.7 | 0.193 | 58507 | 18 | 0.825 | 0.25
FuelCell Energy | 1500 | 75 | 1125 | 0.5661 | 0.285 | 0.8511 | 657.6 | 0.704 | 350 | 0.7 | 0.224 | 64969 | 16.2 | 0.844 | 0.263
FuelCell Energy | 1500 | 100 | 1500 | 0.5678 | 0.3 | 0.8678 | 650.2 | 0.664 | 350 | 0.7 | 0.218 | 64802 | 20.3 | 0.839 | 0.279
FuelCell Energy | 2000 | 25 | 500 | 0.5227 | 0.255 | 0.7777 | 637.3 | 0.724 | 350 | 0.7 | 0.172 | 62795 | 22.6 | 0.838 | 0.234
FuelCell Energy | 2000 | 50 | 1000 | 0.5473 | 0.27 | 0.8173 | 723.2 | 0.661 | 350 | 0.7 | 0.221 | 45099 | 19 | 0.83 | 0.215
FuelCell Energy | 2000 | 75 | 1500 | 0.5704 | 0.285 | 0.8554 | 708 | 0.714 | 350 | 0.7 | 0.212 | 61708 | 17.5 | 0.785 | 0.218
FuelCell Energy | 2000 | 100 | 2000 | 0.5608 | 0.3 | 0.8608 | 736.3 | 0.708 | 350 | 0.7 | 0.194 | 58480 | 24.5 | 0.765 | 0.259
Ceres Power | 100 | 25 | 25 | 0.5332 | 0.272 | 0.8052 | 602.7 | 0.737 | 450 | 0.85 | 0.246 | 62605 | 22 | 0.842 | 0.271
Ceres Power | 100 | 50 | 50 | 0.5375 | 0.288 | 0.8255 | 622.9 | 0.708 | 450 | 0.85 | 0.226 | 56965 | 22.4 | 0.843 | 0.293
Ceres Power | 100 | 75 | 75 | 0.5332 | 0.304 | 0.8372 | 747.7 | 0.734 | 450 | 0.85 | 0.197 | 76833 | 23.7 | 0.802 | 0.259
Ceres Power | 100 | 100 | 100 | 0.5487 | 0.32 | 0.8687 | 659.9 | 0.655 | 450 | 0.85 | 0.21 | 72114 | 15 | 0.783 | 0.24
Ceres Power | 200 | 25 | 50 | 0.517 | 0.272 | 0.789 | 652 | 0.685 | 450 | 0.85 | 0.234 | 58088 | 17.2 | 0.795 | 0.214
Ceres Power | 200 | 50 | 100 | 0.537 | 0.288 | 0.825 | 626.5 | 0.7 | 450 | 0.85 | 0.215 | 76593 | 18.6 | 0.808 | 0.263
Ceres Power | 200 | 75 | 150 | 0.5404 | 0.304 | 0.8444 | 612.8 | 0.75 | 450 | 0.85 | 0.22 | 63815 | 15.7 | 0.825 | 0.221
Ceres Power | 200 | 100 | 200 | 0.5389 | 0.32 | 0.8589 | 734.7 | 0.671 | 450 | 0.85 | 0.201 | 41461 | 19.7 | 0.806 | 0.207
Ceres Power | 250 | 25 | 62.5 | 0.5062 | 0.272 | 0.7782 | 678.7 | 0.694 | 450 | 0.85 | 0.214 | 62385 | 16.6 | 0.768 | 0.286
Ceres Power | 250 | 50 | 125 | 0.5513 | 0.288 | 0.8393 | 741.9 | 0.687 | 450 | 0.85 | 0.206 | 65759 | 19.1 | 0.753 | 0.216
Ceres Power | 250 | 75 | 187.5 | 0.5525 | 0.304 | 0.8565 | 604.1 | 0.672 | 450 | 0.85 | 0.204 | 66875 | 15.2 | 0.76 | 0.28
Ceres Power | 250 | 100 | 250 | 0.5627 | 0.32 | 0.8827 | 626.8 | 0.715 | 450 | 0.85 | 0.204 | 43977 | 17.4 | 0.822 | 0.286
Ceres Power | 300 | 25 | 75 | 0.5051 | 0.272 | 0.7771 | 700.2 | 0.67 | 450 | 0.85 | 0.208 | 75853 | 15.1 | 0.759 | 0.221
Ceres Power | 300 | 50 | 150 | 0.5478 | 0.288 | 0.8358 | 604 | 0.668 | 450 | 0.85 | 0.225 | 56856 | 23.9 | 0.832 | 0.234
Ceres Power | 300 | 75 | 225 | 0.5361 | 0.304 | 0.8401 | 688.5 | 0.677 | 450 | 0.85 | 0.227 | 56376 | 20.5 | 0.794 | 0.229
Ceres Power | 300 | 100 | 300 | 0.5359 | 0.32 | 0.8559 | 742.3 | 0.726 | 450 | 0.85 | 0.198 | 74738 | 19.9 | 0.839 | 0.28
Ceres Power | 500 | 25 | 125 | 0.5051 | 0.272 | 0.7771 | 640.3 | 0.704 | 450 | 0.85 | 0.228 | 50315 | 16.4 | 0.833 | 0.298
Ceres Power | 500 | 50 | 250 | 0.5357 | 0.288 | 0.8237 | 678.9 | 0.667 | 450 | 0.85 | 0.206 | 40735 | 24.1 | 0.762 | 0.258
Ceres Power | 500 | 75 | 375 | 0.5472 | 0.304 | 0.8512 | 697.7 | 0.733 | 450 | 0.85 | 0.202 | 40439 | 16.4 | 0.84 | 0.287
Ceres Power | 500 | 100 | 500 | 0.533 | 0.32 | 0.853 | 689.6 | 0.71 | 450 | 0.85 | 0.23 | 47014 | 24.1 | 0.792 | 0.238
Ceres Power | 1000 | 25 | 250 | 0.5025 | 0.272 | 0.7745 | 624.9 | 0.724 | 450 | 0.85 | 0.195 | 64126 | 17.5 | 0.789 | 0.229
Ceres Power | 1000 | 50 | 500 | 0.5365 | 0.288 | 0.8245 | 653.4 | 0.722 | 450 | 0.85 | 0.208 | 62656 | 19.8 | 0.816 | 0.294
Ceres Power | 1000 | 75 | 750 | 0.5345 | 0.304 | 0.8385 | 604.7 | 0.676 | 450 | 0.85 | 0.226 | 42057 | 20 | 0.81 | 0.233
Ceres Power | 1000 | 100 | 1000 | 0.557 | 0.32 | 0.877 | 715.6 | 0.661 | 450 | 0.85 | 0.195 | 69127 | 20 | 0.819 | 0.243
Ceres Power | 1500 | 25 | 375 | 0.5158 | 0.272 | 0.7878 | 719.9 | 0.719 | 450 | 0.85 | 0.206 | 63609 | 18.6 | 0.759 | 0.292
Ceres Power | 1500 | 50 | 750 | 0.5306 | 0.288 | 0.8186 | 620.5 | 0.745 | 450 | 0.85 | 0.217 | 47405 | 20.4 | 0.837 | 0.273
Ceres Power | 1500 | 75 | 1125 | 0.5487 | 0.304 | 0.8527 | 703.8 | 0.735 | 450 | 0.85 | 0.205 | 59576 | 17.2 | 0.849 | 0.294
Ceres Power | 1500 | 100 | 1500 | 0.5608 | 0.32 | 0.8808 | 605.9 | 0.721 | 450 | 0.85 | 0.246 | 47223 | 20.7 | 0.842 | 0.203
Ceres Power | 2000 | 25 | 500 | 0.4979 | 0.272 | 0.7699 | 738.7 | 0.747 | 450 | 0.85 | 0.247 | 58968 | 23.6 | 0.834 | 0.232
Ceres Power | 2000 | 50 | 1000 | 0.5468 | 0.288 | 0.8348 | 724.3 | 0.654 | 450 | 0.85 | 0.226 | 49200 | 16.2 | 0.758 | 0.27
Ceres Power | 2000 | 75 | 1500 | 0.5557 | 0.304 | 0.8597 | 609.8 | 0.682 | 450 | 0.85 | 0.222 | 71628 | 18.2 | 0.813 | 0.289
Ceres Power | 2000 | 100 | 2000 | 0.5411 | 0.32 | 0.8611 | 692.4 | 0.673 | 450 | 0.85 | 0.191 | 74803 | 15.2 | 0.837 | 0.253
Mitsubishi Power | 100 | 25 | 25 | 0.5406 | 0.2295 | 0.7701 | 672 | 0.713 | 420 | 0.82 | 0.182 | 79363 | 22.7 | 0.792 | 0.242
Mitsubishi Power | 100 | 50 | 50 | 0.5893 | 0.243 | 0.8323 | 710.6 | 0.674 | 420 | 0.82 | 0.137 | 54184 | 17.9 | 0.78 | 0.223
Mitsubishi Power | 100 | 75 | 75 | 0.5823 | 0.2565 | 0.8388 | 657.6 | 0.718 | 420 | 0.82 | 0.143 | 77998 | 22.9 | 0.759 | 0.242
Mitsubishi Power | 100 | 100 | 100 | 0.5923 | 0.27 | 0.8623 | 731.9 | 0.744 | 420 | 0.82 | 0.158 | 64536 | 16.7 | 0.849 | 0.223
Mitsubishi Power | 200 | 25 | 50 | 0.5474 | 0.2295 | 0.7769 | 691.2 | 0.701 | 420 | 0.82 | 0.144 | 47061 | 17.2 | 0.769 | 0.278
Mitsubishi Power | 200 | 50 | 100 | 0.5802 | 0.243 | 0.8232 | 652.5 | 0.656 | 420 | 0.82 | 0.188 | 75351 | 24.3 | 0.849 | 0.217
Mitsubishi Power | 200 | 75 | 150 | 0.5968 | 0.2565 | 0.8533 | 704.4 | 0.665 | 420 | 0.82 | 0.179 | 48977 | 17.2 | 0.804 | 0.259
Mitsubishi Power | 200 | 100 | 200 | 0.5843 | 0.27 | 0.8543 | 687 | 0.659 | 420 | 0.82 | 0.183 | 50624 | 16.3 | 0.839 | 0.296
Mitsubishi Power | 250 | 25 | 62.5 | 0.5486 | 0.2295 | 0.7781 | 698.3 | 0.705 | 420 | 0.82 | 0.135 | 56338 | 18.7 | 0.776 | 0.272
Mitsubishi Power | 250 | 50 | 125 | 0.5786 | 0.243 | 0.8216 | 674.4 | 0.658 | 420 | 0.82 | 0.143 | 67330 | 15.8 | 0.835 | 0.25
Mitsubishi Power | 250 | 75 | 187.5 | 0.6079 | 0.2565 | 0.8644 | 723.7 | 0.685 | 420 | 0.82 | 0.171 | 62629 | 17.7 | 0.838 | 0.28
Mitsubishi Power | 250 | 100 | 250 | 0.5847 | 0.27 | 0.8547 | 698.8 | 0.735 | 420 | 0.82 | 0.182 | 68334 | 23.4 | 0.82 | 0.268
Mitsubishi Power | 300 | 25 | 75 | 0.5596 | 0.2295 | 0.7891 | 623.8 | 0.738 | 420 | 0.82 | 0.182 | 41169 | 23.3 | 0.763 | 0.234
Mitsubishi Power | 300 | 50 | 150 | 0.5817 | 0.243 | 0.8247 | 711.5 | 0.666 | 420 | 0.82 | 0.179 | 73285 | 20.1 | 0.751 | 0.229
Mitsubishi Power | 300 | 75 | 225 | 0.5845 | 0.2565 | 0.841 | 694.8 | 0.676 | 420 | 0.82 | 0.168 | 61599 | 22.8 | 0.761 | 0.276
Mitsubishi Power | 300 | 100 | 300 | 0.5905 | 0.27 | 0.8605 | 681.2 | 0.746 | 420 | 0.82 | 0.151 | 65304 | 24.3 | 0.76 | 0.294
Mitsubishi Power | 500 | 25 | 125 | 0.5413 | 0.2295 | 0.7708 | 645.1 | 0.721 | 420 | 0.82 | 0.134 | 63286 | 18.5 | 0.812 | 0.205
Mitsubishi Power | 500 | 50 | 250 | 0.5772 | 0.243 | 0.8202 | 730.7 | 0.747 | 420 | 0.82 | 0.188 | 69986 | 16.3 | 0.826 | 0.202
Mitsubishi Power | 500 | 75 | 375 | 0.5983 | 0.2565 | 0.8548 | 702.5 | 0.695 | 420 | 0.82 | 0.146 | 79884 | 19.3 | 0.795 | 0.216
Mitsubishi Power | 500 | 100 | 500 | 0.5893 | 0.27 | 0.8593 | 719.2 | 0.719 | 420 | 0.82 | 0.143 | 43295 | 21.8 | 0.815 | 0.227
Mitsubishi Power | 1000 | 25 | 250 | 0.5523 | 0.2295 | 0.7818 | 663 | 0.714 | 420 | 0.82 | 0.154 | 50968 | 24.8 | 0.791 | 0.289
Mitsubishi Power | 1000 | 50 | 500 | 0.5743 | 0.243 | 0.8173 | 634.5 | 0.671 | 420 | 0.82 | 0.132 | 66066 | 18.7 | 0.836 | 0.247
Mitsubishi Power | 1000 | 75 | 750 | 0.5861 | 0.2565 | 0.8426 | 715.6 | 0.734 | 420 | 0.82 | 0.176 | 65048 | 16.3 | 0.753 | 0.292
Mitsubishi Power | 1000 | 100 | 1000 | 0.5946 | 0.27 | 0.8646 | 692.5 | 0.73 | 420 | 0.82 | 0.159 | 44692 | 16.3 | 0.819 | 0.243
Mitsubishi Power | 1500 | 25 | 375 | 0.5453 | 0.2295 | 0.7748 | 609.6 | 0.708 | 420 | 0.82 | 0.146 | 71902 | 18.1 | 0.796 | 0.201
Mitsubishi Power | 1500 | 50 | 750 | 0.5609 | 0.243 | 0.8039 | 610.9 | 0.689 | 420 | 0.82 | 0.159 | 64000 | 17.9 | 0.819 | 0.286
Mitsubishi Power | 1500 | 75 | 1125 | 0.573 | 0.2565 | 0.8295 | 636.3 | 0.749 | 420 | 0.82 | 0.139 | 59955 | 21.2 | 0.82 | 0.256
Mitsubishi Power | 1500 | 100 | 1500 | 0.5895 | 0.27 | 0.8595 | 601.5 | 0.683 | 420 | 0.82 | 0.161 | 43514 | 18.5 | 0.753 | 0.208
Mitsubishi Power | 2000 | 25 | 500 | 0.5357 | 0.2295 | 0.7652 | 685.1 | 0.719 | 420 | 0.82 | 0.178 | 48006 | 16.7 | 0.76 | 0.264
Mitsubishi Power | 2000 | 50 | 1000 | 0.5724 | 0.243 | 0.8154 | 706 | 0.653 | 420 | 0.82 | 0.186 | 42078 | 20.4 | 0.821 | 0.287
Mitsubishi Power | 2000 | 75 | 1500 | 0.5916 | 0.2565 | 0.8481 | 650.9 | 0.731 | 420 | 0.82 | 0.135 | 75792 | 20.5 | 0.832 | 0.245
Mitsubishi Power | 2000 | 100 | 2000 | 0.5964 | 0.27 | 0.8664 | 696.5 | 0.703 | 420 | 0.82 | 0.174 | 43265 | 15.6 | 0.775 | 0.216
Convion | 100 | 25 | 25 | 0.5148 | 0.2465 | 0.7613 | 746.4 | 0.684 | 360 | 0.72 | 0.171 | 71587 | 21.6 | 0.8 | 0.256
Convion | 100 | 50 | 50 | 0.5502 | 0.261 | 0.8112 | 707.9 | 0.673 | 360 | 0.72 | 0.22 | 78991 | 21.5 | 0.77 | 0.268
Convion | 100 | 75 | 75 | 0.5504 | 0.2755 | 0.8259 | 730.2 | 0.723 | 360 | 0.72 | 0.205 | 57019 | 18.5 | 0.787 | 0.299
Convion | 100 | 100 | 100 | 0.5433 | 0.29 | 0.8333 | 606 | 0.737 | 360 | 0.72 | 0.195 | 57544 | 22.3 | 0.799 | 0.287
Convion | 200 | 25 | 50 | 0.5163 | 0.2465 | 0.7628 | 641.5 | 0.709 | 360 | 0.72 | 0.215 | 48426 | 21.2 | 0.813 | 0.273
Convion | 200 | 50 | 100 | 0.5548 | 0.261 | 0.8158 | 619.7 | 0.722 | 360 | 0.72 | 0.215 | 47187 | 17.4 | 0.847 | 0.218
Convion | 200 | 75 | 150 | 0.5527 | 0.2755 | 0.8282 | 637.1 | 0.737 | 360 | 0.72 | 0.187 | 60592 | 18.6 | 0.809 | 0.216
Convion | 200 | 100 | 200 | 0.5717 | 0.29 | 0.8617 | 658.7 | 0.747 | 360 | 0.72 | 0.175 | 66269 | 18.3 | 0.827 | 0.213
Convion | 250 | 25 | 62.5 | 0.5175 | 0.2465 | 0.764 | 635.4 | 0.657 | 360 | 0.72 | 0.17 | 60790 | 18.4 | 0.833 | 0.243
Convion | 250 | 50 | 125 | 0.5508 | 0.261 | 0.8118 | 637.3 | 0.712 | 360 | 0.72 | 0.202 | 46681 | 16.7 | 0.754 | 0.274
Convion | 250 | 75 | 187.5 | 0.5498 | 0.2755 | 0.8253 | 726.6 | 0.731 | 360 | 0.72 | 0.195 | 74730 | 17.1 | 0.761 | 0.227
Convion | 250 | 100 | 250 | 0.5808 | 0.29 | 0.8708 | 608.6 | 0.703 | 360 | 0.72 | 0.216 | 41573 | 16.2 | 0.795 | 0.293
Convion | 300 | 25 | 75 | 0.5188 | 0.2465 | 0.7653 | 606.2 | 0.665 | 360 | 0.72 | 0.219 | 78604 | 15 | 0.845 | 0.264
Convion | 300 | 50 | 150 | 0.526 | 0.261 | 0.787 | 730.2 | 0.695 | 360 | 0.72 | 0.191 | 59553 | 21.7 | 0.764 | 0.203
Convion | 300 | 75 | 225 | 0.5641 | 0.2755 | 0.8396 | 630.3 | 0.717 | 360 | 0.72 | 0.218 | 43756 | 21.7 | 0.794 | 0.287
Convion | 300 | 100 | 300 | 0.5496 | 0.29 | 0.8396 | 626.6 | 0.719 | 360 | 0.72 | 0.21 | 77784 | 21.8 | 0.8 | 0.262
Convion | 500 | 25 | 125 | 0.52 | 0.2465 | 0.7665 | 604.6 | 0.743 | 360 | 0.72 | 0.201 | 67060 | 17.2 | 0.816 | 0.239
Convion | 500 | 50 | 250 | 0.5565 | 0.261 | 0.8175 | 697.7 | 0.661 | 360 | 0.72 | 0.199 | 79976 | 15.5 | 0.848 | 0.241
Convion | 500 | 75 | 375 | 0.5562 | 0.2755 | 0.8317 | 685.1 | 0.724 | 360 | 0.72 | 0.213 | 56165 | 18.3 | 0.817 | 0.281
Convion | 500 | 100 | 500 | 0.5642 | 0.29 | 0.8542 | 714.3 | 0.73 | 360 | 0.72 | 0.186 | 72713 | 16.2 | 0.804 | 0.201
Convion | 1000 | 25 | 250 | 0.507 | 0.2465 | 0.7535 | 659.4 | 0.72 | 360 | 0.72 | 0.183 | 57947 | 17.4 | 0.787 | 0.223
Convion | 1000 | 50 | 500 | 0.5316 | 0.261 | 0.7926 | 611 | 0.71 | 360 | 0.72 | 0.2 | 64779 | 19.6 | 0.788 | 0.286
Convion | 1000 | 75 | 750 | 0.528 | 0.2755 | 0.8035 | 603.8 | 0.684 | 360 | 0.72 | 0.183 | 55952 | 20.8 | 0.803 | 0.261
Convion | 1000 | 100 | 1000 | 0.5829 | 0.29 | 0.8729 | 714.7 | 0.731 | 360 | 0.72 | 0.203 | 78220 | 15.2 | 0.77 | 0.201
Convion | 1500 | 25 | 375 | 0.5256 | 0.2465 | 0.7721 | 636.5 | 0.743 | 360 | 0.72 | 0.164 | 77377 | 18.5 | 0.76 | 0.249
Convion | 1500 | 50 | 750 | 0.5488 | 0.261 | 0.8098 | 638.5 | 0.678 | 360 | 0.72 | 0.178 | 72121 | 20.4 | 0.781 | 0.261
Convion | 1500 | 75 | 1125 | 0.5431 | 0.2755 | 0.8186 | 662 | 0.662 | 360 | 0.72 | 0.171 | 67244 | 16.8 | 0.803 | 0.271
Convion | 1500 | 100 | 1500 | 0.5694 | 0.29 | 0.8594 | 616 | 0.707 | 360 | 0.72 | 0.175 | 78517 | 19.8 | 0.831 | 0.255
Convion | 2000 | 25 | 500 | 0.5193 | 0.2465 | 0.7658 | 742.7 | 0.71 | 360 | 0.72 | 0.209 | 75368 | 17.3 | 0.771 | 0.261
Convion | 2000 | 50 | 1000 | 0.5417 | 0.261 | 0.8027 | 661.7 | 0.734 | 360 | 0.72 | 0.214 | 54136 | 17.4 | 0.828 | 0.227
Convion | 2000 | 75 | 1500 | 0.5501 | 0.2755 | 0.8256 | 700.1 | 0.66 | 360 | 0.72 | 0.197 | 58070 | 20.9 | 0.767 | 0.274
Convion | 2000 | 100 | 2000 | 0.5725 | 0.29 | 0.8625 | 729.4 | 0.672 | 360 | 0.72 | 0.166 | 40945 | 21.4 | 0.811 | 0.255
SOLIDpower | 100 | 25 | 25 | 0.4939 | 0.2635 | 0.7574 | 689.2 | 0.7 | 340 | 0.68 | 0.239 | 45457 | 22 | 0.79 | 0.243
SOLIDpower | 100 | 50 | 50 | 0.5128 | 0.279 | 0.7918 | 707.6 | 0.719 | 340 | 0.68 | 0.239 | 45135 | 16 | 0.822 | 0.258
SOLIDpower | 100 | 75 | 75 | 0.5295 | 0.2945 | 0.824 | 612.8 | 0.739 | 340 | 0.68 | 0.192 | 52934 | 17.3 | 0.785 | 0.207
SOLIDpower | 100 | 100 | 100 | 0.538 | 0.31 | 0.848 | 677.9 | 0.657 | 340 | 0.68 | 0.228 | 49348 | 20.4 | 0.838 | 0.265
SOLIDpower | 200 | 25 | 50 | 0.4796 | 0.2635 | 0.7431 | 650 | 0.717 | 340 | 0.68 | 0.24 | 66473 | 20.6 | 0.823 | 0.247
SOLIDpower | 200 | 50 | 100 | 0.5302 | 0.279 | 0.8092 | 609 | 0.706 | 340 | 0.68 | 0.237 | 47012 | 21.9 | 0.77 | 0.254
SOLIDpower | 200 | 75 | 150 | 0.5321 | 0.2945 | 0.8266 | 713.4 | 0.685 | 340 | 0.68 | 0.22 | 71817 | 24.3 | 0.773 | 0.24
SOLIDpower | 200 | 100 | 200 | 0.531 | 0.31 | 0.841 | 622.9 | 0.749 | 340 | 0.68 | 0.236 | 61598 | 23.4 | 0.802 | 0.262
SOLIDpower | 250 | 25 | 62.5 | 0.5014 | 0.2635 | 0.7649 | 619.2 | 0.733 | 340 | 0.68 | 0.227 | 68349 | 15.4 | 0.78 | 0.226
SOLIDpower | 250 | 50 | 125 | 0.5234 | 0.279 | 0.8024 | 654 | 0.659 | 340 | 0.68 | 0.236 | 62152 | 18.1 | 0.79 | 0.245
SOLIDpower | 250 | 75 | 187.5 | 0.5371 | 0.2945 | 0.8316 | 737.9 | 0.7 | 340 | 0.68 | 0.24 | 74056 | 17.1 | 0.843 | 0.212
SOLIDpower | 250 | 100 | 250 | 0.5649 | 0.31 | 0.8749 | 722.6 | 0.688 | 340 | 0.68 | 0.233 | 74722 | 23.1 | 0.829 | 0.23
SOLIDpower | 300 | 25 | 75 | 0.4978 | 0.2635 | 0.7613 | 626 | 0.719 | 340 | 0.68 | 0.201 | 79024 | 21.4 | 0.832 | 0.213
SOLIDpower | 300 | 50 | 150 | 0.5189 | 0.279 | 0.7979 | 729.3 | 0.742 | 340 | 0.68 | 0.209 | 64250 | 22.6 | 0.767 | 0.25
SOLIDpower | 300 | 75 | 225 | 0.5226 | 0.2945 | 0.8171 | 655.1 | 0.657 | 340 | 0.68 | 0.182 | 45406 | 24.6 | 0.805 | 0.297
SOLIDpower | 300 | 100 | 300 | 0.5369 | 0.31 | 0.8469 | 664.9 | 0.681 | 340 | 0.68 | 0.21 | 57580 | 16.1 | 0.814 | 0.222
SOLIDpower | 500 | 25 | 125 | 0.5148 | 0.2635 | 0.7783 | 622.8 | 0.656 | 340 | 0.68 | 0.227 | 58392 | 15.6 | 0.849 | 0.206
SOLIDpower | 500 | 50 | 250 | 0.5387 | 0.279 | 0.8177 | 704.3 | 0.748 | 340 | 0.68 | 0.194 | 45689 | 16.2 | 0.78 | 0.21
SOLIDpower | 500 | 75 | 375 | 0.5294 | 0.2945 | 0.8239 | 676.4 | 0.75 | 340 | 0.68 | 0.229 | 64608 | 18.1 | 0.812 | 0.253
SOLIDpower | 500 | 100 | 500 | 0.5417 | 0.31 | 0.8517 | 663.9 | 0.663 | 340 | 0.68 | 0.233 | 57991 | 16.9 | 0.787 | 0.241
SOLIDpower | 1000 | 25 | 250 | 0.5049 | 0.2635 | 0.7684 | 715.4 | 0.651 | 340 | 0.68 | 0.205 | 59253 | 15.2 | 0.776 | 0.276
SOLIDpower | 1000 | 50 | 500 | 0.5341 | 0.279 | 0.8131 | 620.6 | 0.704 | 340 | 0.68 | 0.193 | 40484 | 17.4 | 0.848 | 0.28
SOLIDpower | 1000 | 75 | 750 | 0.5331 | 0.2945 | 0.8276 | 616.5 | 0.705 | 340 | 0.68 | 0.207 | 73774 | 16 | 0.799 | 0.215
SOLIDpower | 1000 | 100 | 1000 | 0.5458 | 0.31 | 0.8558 | 648.7 | 0.724 | 340 | 0.68 | 0.209 | 55035 | 18.9 | 0.796 | 0.279
SOLIDpower | 1500 | 25 | 375 | 0.4928 | 0.2635 | 0.7563 | 703.2 | 0.694 | 340 | 0.68 | 0.195 | 73634 | 15.4 | 0.84 | 0.246
SOLIDpower | 1500 | 50 | 750 | 0.5369 | 0.279 | 0.8159 | 695.6 | 0.716 | 340 | 0.68 | 0.234 | 65466 | 21.1 | 0.757 | 0.252
SOLIDpower | 1500 | 75 | 1125 | 0.5378 | 0.2945 | 0.8323 | 676.8 | 0.718 | 340 | 0.68 | 0.183 | 43391 | 22.2 | 0.757 | 0.207
SOLIDpower | 1500 | 100 | 1500 | 0.5332 | 0.31 | 0.8432 | 601.8 | 0.746 | 340 | 0.68 | 0.224 | 54130 | 18 | 0.785 | 0.277
SOLIDpower | 2000 | 25 | 500 | 0.489 | 0.2635 | 0.7525 | 626.1 | 0.66 | 340 | 0.68 | 0.22 | 70574 | 17.7 | 0.752 | 0.208
SOLIDpower | 2000 | 50 | 1000 | 0.5319 | 0.279 | 0.8109 | 745.2 | 0.68 | 340 | 0.68 | 0.226 | 64986 | 18.8 | 0.771 | 0.212
SOLIDpower | 2000 | 75 | 1500 | 0.5465 | 0.2945 | 0.841 | 696.6 | 0.703 | 340 | 0.68 | 0.183 | 78739 | 23 | 0.779 | 0.298
SOLIDpower | 2000 | 100 | 2000 | 0.5456 | 0.31 | 0.8556 | 690.3 | 0.708 | 340 | 0.68 | 0.225 | 72470 | 21.6 | 0.763 | 0.234

## Fuel Flexibility
Manufacturer | Fuel_Type | CH4_Content_pct | C2H6_Content_pct | CO2_Content_pct | N2_Content_pct | H2_Content_pct | Sulfur_Content_ppm | Lower_Heating_Value_MJ_per_kg | Reforming_Required | Pre_Treatment_Requirements | Relative_Efficiency_Impact | Fuel_Compatibility_Rating | Degradation_Impact_Multiplier | Minimum_Purity_Requirements | Cost_Premium_Factor
Bloom Energy | Pipeline Natural Gas | 97.07 | 1.9 | 1.43 | -0.39 | 0 | 4.89 | 41.59 | Yes - Internal | Desulfurization | 1 | Excellent | 1 | See pre-treatment | 1
Bloom Energy | Compressed Natural Gas (CNG) | 92.97 | 4.77 | 1.1 | 1.16 | 0 | 2.09 | 37.96 | Yes - Internal | Desulfurization | 1 | Excellent | 1 | See pre-treatment | 1
Bloom Energy | Liquefied Natural Gas (LNG) | 96.53 | 3.58 | 1.21 | -1.33 | 0 | 8.34 | 47.92 | Yes - Internal | Desulfurization | 1 | Excellent | 1 | See pre-treatment | 1
Bloom Energy | Bio-methane (Landfill Gas) | 71.93 | 1.63 | 38.38 | 3.51 | 0.92 | 85.78 | 46.65 | Yes - Internal/External | Desulfurization, CO2 removal, Moisture removal | 0.9637 | Good | 1.073 | See pre-treatment | 1.018
Bloom Energy | Bio-methane (Anaerobic Digestion) | 73.12 | 1.98 | 18.55 | 5.27 | 1.87 | 13.89 | 36.98 | Yes - Internal/External | Desulfurization, CO2 removal, Moisture removal | 0.9299 | Good | 1.14 | See pre-treatment | 1.035
Bloom Energy | LPG (Propane) | 3.9 | 13.18 | 0.29 | 1.26 | 0 | 26.02 | 50.42 | Yes - External | Vaporization, Desulfurization, Steam reforming | 0.9766 | Good | 1.047 | See pre-treatment | 1.012
Bloom Energy | LPG (Butane) | 3.36 | 10.08 | 0.37 | 1.35 | 0 | 22.22 | 51.36 | Yes - External | Vaporization, Desulfurization, Steam reforming | 0.9837 | Good | 1.033 | See pre-treatment | 1.008
Bloom Energy | Associated Petroleum Gas (APG) | 81.42 | 6.12 | 5.31 | 7.15 | 0.01 | 64.4 | 49.88 | Yes - Internal | Intensive Desulfurization, Moisture removal | 0.9436 | Good | 1.113 | See pre-treatment | 1.028
Bloom Energy | Syngas (Coal-derived) | 9.01 | 0 | 18 | 46.99 | 25.99 | 141.82 | 43.33 | Partial - depends on H2 content | Extensive cleanup, Desulfurization, Tar removal | 1 | Good | 1 | See pre-treatment | 1
Bloom Energy | Hydrogen-enriched Natural Gas (H2NG-10%) | 94.53 | 3.46 | 0.97 | 1.04 | 0 | 4.2 | 43.31 | Yes - Internal | Desulfurization | 1.0392 | Excellent | 0.922 | See pre-treatment | 0.98
Bloom Energy | Hydrogen-enriched Natural Gas (H2NG-20%) | 85.07 | 4.04 | 0.59 | 10.3 | 0 | 7.71 | 49.37 | Yes - Internal | Desulfurization | 1.0101 | Excellent | 0.98 | See pre-treatment | 0.995
Siemens Energy | Pipeline Natural Gas | 89.78 | 2.31 | 0.87 | 7.04 | 0 | 3.75 | 48.15 | Yes - Internal | Desulfurization | 0.98 | Excellent | 1.04 | See pre-treatment | 1.01
Siemens Energy | Compressed Natural Gas (CNG) | 97.95 | 2.47 | 1.62 | -2.05 | 0 | 7.5 | 48.29 | Yes - Internal | Desulfurization | 0.98 | Excellent | 1.04 | See pre-treatment | 1.01
Siemens Energy | Liquefied Natural Gas (LNG) | 92.71 | 2.57 | 1.53 | 3.19 | 0 | 7.26 | 35.05 | Yes - Internal | Desulfurization | 0.98 | Excellent | 1.04 | See pre-treatment | 1.01
Siemens Energy | Bio-methane (Landfill Gas) | 67.39 | 0.64 | 27.11 | 6.77 | 1.18 | 53.29 | 35.97 | Yes - Internal/External | Desulfurization, CO2 removal, Moisture removal | 0.9394 | Good | 1.121 | See pre-treatment | 1.03
Siemens Energy | Bio-methane (Anaerobic Digestion) | 71.6 | 1.41 | 26.23 | 5.36 | 1.35 | 82.45 | 47.38 | Yes - Internal/External | Desulfurization, CO2 removal, Moisture removal | 0.9175 | Good | 1.165 | See pre-treatment | 1.041
Siemens Energy | LPG (Propane) | 2.99 | 5.77 | 0.15 | 1 | 0 | 24.62 | 52.89 | Yes - External | Vaporization, Desulfurization, Steam reforming | 0.9559 | Good | 1.088 | See pre-treatment | 1.022
Siemens Energy | LPG (Butane) | 3.07 | 9.4 | 0.23 | 0.99 | 0 | 15.85 | 47.21 | Yes - External | Vaporization, Desulfurization, Steam reforming | 0.9255 | Good | 1.149 | See pre-treatment | 1.037
Siemens Energy | Associated Petroleum Gas (APG) | 78.97 | 10.15 | 7.99 | 2.89 | 0.93 | 135.66 | 44.54 | Yes - Internal | Intensive Desulfurization, Moisture removal | 0.9068 | Good | 1.186 | See pre-treatment | 1.047
Siemens Energy | Syngas (Coal-derived) | 6.18 | 0 | 14.1 | 46.86 | 32.86 | 427.91 | 40.76 | Partial - depends on H2 content | Extensive cleanup, Desulfurization, Tar removal | 0.98 | Good | 1.04 | See pre-treatment | 1.01
Siemens Energy | Hydrogen-enriched Natural Gas (H2NG-10%) | 92.43 | 3.35 | 0.96 | 3.25 | 0 | 4.26 | 35.39 | Yes - Internal | Desulfurization | 0.9964 | Excellent | 1.007 | See pre-treatment | 1.002
Siemens Energy | Hydrogen-enriched Natural Gas (H2NG-20%) | 85.31 | 4.33 | 1.18 | 9.18 | 0 | 5.66 | 49.11 | Yes - Internal | Desulfurization | 0.9946 | Excellent | 1.011 | See pre-treatment | 1.003
FuelCell Energy | Pipeline Natural Gas | 88.37 | 2.72 | 2.68 | 6.23 | 0 | 8.58 | 37.79 | Yes - Internal | Desulfurization | 0.96 | Good | 1.08 | See pre-treatment | 1.02
FuelCell Energy | Compressed Natural Gas (CNG) | 95.43 | 2.83 | 1.71 | 0.03 | 0 | 2.2 | 36.21 | Yes - Internal | Desulfurization | 0.96 | Good | 1.08 | See pre-treatment | 1.02
FuelCell Energy | Liquefied Natural Gas (LNG) | 94.46 | 2.99 | 1.59 | 0.96 | 0 | 7.57 | 46.48 | Yes - Internal | Desulfurization | 0.96 | Good | 1.08 | See pre-treatment | 1.02
FuelCell Energy | Bio-methane (Landfill Gas) | 58.18 | 1.63 | 32.2 | 2.81 | 1.31 | 96.1 | 35.86 | Yes - Internal/External | Desulfurization, CO2 removal, Moisture removal | 0.8872 | Good | 1.226 | See pre-treatment | 1.056
FuelCell Energy | Bio-methane (Anaerobic Digestion) | 65.64 | 1.86 | 20.23 | 3.48 | 0.5 | 34.48 | 41.75 | Yes - Internal/External | Desulfurization, CO2 removal, Moisture removal | 0.9269 | Good | 1.146 | See pre-treatment | 1.037
FuelCell Energy | LPG (Propane) | 4.11 | 5.65 | 0.54 | 0.55 | 0 | 6.57 | 46.39 | Yes - External | Vaporization, Desulfurization, Steam reforming | 0.9459 | Moderate | 1.108 | See pre-treatment | 1.027
FuelCell Energy | LPG (Butane) | 3.13 | 9.11 | 0.41 | 1.85 | 0 | 5.55 | 54.63 | Yes - External | Vaporization, Desulfurization, Steam reforming | 0.9343 | Moderate | 1.131 | See pre-treatment | 1.033
FuelCell Energy | Associated Petroleum Gas (APG) | 78.4 | 11.56 | 3.26 | 6.78 | 0.42 | 66.83 | 49.72 | Yes - Internal | Intensive Desulfurization, Moisture removal | 0.9061 | Moderate | 1.188 | See pre-treatment | 1.047
FuelCell Energy | Syngas (Coal-derived) | 11.54 | 0 | 11.98 | 48.91 | 27.57 | 304.4 | 41.96 | Partial - depends on H2 content | Extensive cleanup, Desulfurization, Tar removal | 0.96 | Moderate | 1.08 | See pre-treatment | 1.02
FuelCell Energy | Hydrogen-enriched Natural Gas (H2NG-10%) | 97.64 | 3.43 | 1.37 | -2.44 | 0 | 2.03 | 38.38 | Yes - Internal | Desulfurization | 0.9673 | Good | 1.065 | See pre-treatment | 1.016
FuelCell Energy | Hydrogen-enriched Natural Gas (H2NG-20%) | 88.26 | 4.4 | 1.9 | 5.43 | 0 | 5.71 | 47.9 | Yes - Internal | Desulfurization | 0.9655 | Good | 1.069 | See pre-treatment | 1.017
Ceres Power | Pipeline Natural Gas | 94.4 | 1.27 | 2.27 | 2.06 | 0 | 5.89 | 36.23 | Yes - Internal | Desulfurization | 0.96 | Good | 1.08 | See pre-treatment | 1.02
Ceres Power | Compressed Natural Gas (CNG) | 90.96 | 2.94 | 0.91 | 5.19 | 0 | 9.51 | 47.75 | Yes - Internal | Desulfurization | 0.96 | Good | 1.08 | See pre-treatment | 1.02
Ceres Power | Liquefied Natural Gas (LNG) | 93.7 | 2.85 | 1.53 | 1.92 | 0 | 6.86 | 43.18 | Yes - Internal | Desulfurization | 0.96 | Good | 1.08 | See pre-treatment | 1.02
Ceres Power | Bio-methane (Landfill Gas) | 56.25 | 1.19 | 30.25 | 6.84 | 0.1 | 80.77 | 38.88 | Yes - Internal/External | Desulfurization, CO2 removal, Moisture removal | 0.8948 | Good | 1.21 | See pre-treatment | 1.053
Ceres Power | Bio-methane (Anaerobic Digestion) | 63.29 | 1.28 | 21.6 | 6.54 | 0.41 | 89 | 48.06 | Yes - Internal/External | Desulfurization, CO2 removal, Moisture removal | 0.9339 | Good | 1.132 | See pre-treatment | 1.033
Ceres Power | LPG (Propane) | 1.96 | 9.51 | 0.99 | 1.66 | 0 | 5.68 | 49.64 | Yes - External | Vaporization, Desulfurization, Steam reforming | 0.9055 | Moderate | 1.189 | See pre-treatment | 1.047
Ceres Power | LPG (Butane) | 4.64 | 10.39 | 0.55 | 0.66 | 0 | 21.42 | 48.8 | Yes - External | Vaporization, Desulfurization, Steam reforming | 0.9419 | Moderate | 1.116 | See pre-treatment | 1.029
Ceres Power | Associated Petroleum Gas (APG) | 81.63 | 11.75 | 4.02 | 2.6 | 0.52 | 71.68 | 43.66 | Yes - Internal | Intensive Desulfurization, Moisture removal | 0.9097 | Moderate | 1.181 | See pre-treatment | 1.045
Ceres Power | Syngas (Coal-derived) | 12.98 | 0 | 13.96 | 41.72 | 31.35 | 461.79 | 43 | Partial - depends on H2 content | Extensive cleanup, Desulfurization, Tar removal | 0.96 | Moderate | 1.08 | See pre-treatment | 1.02
Ceres Power | Hydrogen-enriched Natural Gas (H2NG-10%) | 87.05 | 3.78 | 2.48 | 6.68 | 0 | 3.85 | 48.59 | Yes - Internal | Desulfurization | 1.0011 | Good | 0.998 | See pre-treatment | 0.999
Ceres Power | Hydrogen-enriched Natural Gas (H2NG-20%) | 88.6 | 4.93 | 0.85 | 5.61 | 0 | 2.82 | 48.41 | Yes - Internal | Desulfurization | 0.9688 | Good | 1.062 | See pre-treatment | 1.016
Mitsubishi Power | Pipeline Natural Gas | 93.51 | 1.61 | 1.6 | 3.28 | 0 | 6.54 | 36.25 | Yes - Internal | Desulfurization | 0.96 | Good | 1.08 | See pre-treatment | 1.02
Mitsubishi Power | Compressed Natural Gas (CNG) | 96.47 | 4.21 | 1.76 | -2.45 | 0 | 9.7 | 41.27 | Yes - Internal | Desulfurization | 0.96 | Good | 1.08 | See pre-treatment | 1.02
Mitsubishi Power | Liquefied Natural Gas (LNG) | 97.79 | 3.67 | 2.09 | -3.55 | 0 | 2.49 | 48.23 | Yes - Internal | Desulfurization | 0.96 | Good | 1.08 | See pre-treatment | 1.02
Mitsubishi Power | Bio-methane (Landfill Gas) | 63.55 | 1.34 | 23.24 | 2.08 | 1.05 | 74.74 | 36.19 | Yes - Internal/External | Desulfurization, CO2 removal, Moisture removal | 0.9345 | Good | 1.131 | See pre-treatment | 1.033
Mitsubishi Power | Bio-methane (Anaerobic Digestion) | 74.63 | 1.73 | 18.75 | 7.15 | 1.08 | 73.92 | 42.07 | Yes - Internal/External | Desulfurization, CO2 removal, Moisture removal | 0.9013 | Good | 1.197 | See pre-treatment | 1.049
Mitsubishi Power | LPG (Propane) | 4.29 | 9.59 | 0.42 | 1.24 | 0 | 25.71 | 46.74 | Yes - External | Vaporization, Desulfurization, Steam reforming | 0.9185 | Moderate | 1.163 | See pre-treatment | 1.041
Mitsubishi Power | LPG (Butane) | 3.85 | 13.26 | 0.19 | 0.86 | 0 | 8.55 | 49.5 | Yes - External | Vaporization, Desulfurization, Steam reforming | 0.9191 | Moderate | 1.162 | See pre-treatment | 1.04
Mitsubishi Power | Associated Petroleum Gas (APG) | 81.23 | 9.56 | 6.1 | 3.1 | 0.35 | 171.46 | 49.69 | Yes - Internal | Intensive Desulfurization, Moisture removal | 0.8911 | Moderate | 1.218 | See pre-treatment | 1.054
Mitsubishi Power | Syngas (Coal-derived) | 6.26 | 0 | 16.76 | 45.63 | 31.34 | 196.3 | 45.29 | Partial - depends on H2 content | Extensive cleanup, Desulfurization, Tar removal | 0.96 | Moderate | 1.08 | See pre-treatment | 1.02
Mitsubishi Power | Hydrogen-enriched Natural Gas (H2NG-10%) | 85.91 | 1.7 | 2.64 | 9.76 | 0 | 3.04 | 39.19 | Yes - Internal | Desulfurization | 1.0002 | Good | 1 | See pre-treatment | 1
Mitsubishi Power | Hydrogen-enriched Natural Gas (H2NG-20%) | 93.36 | 3.78 | 1.78 | 1.08 | 0 | 3.75 | 35.5 | Yes - Internal | Desulfurization | 0.9702 | Good | 1.06 | See pre-treatment | 1.015
Convion | Pipeline Natural Gas | 88.95 | 3.61 | 2.85 | 4.59 | 0 | 8.84 | 46.49 | Yes - Internal | Desulfurization | 0.96 | Good | 1.08 | See pre-treatment | 1.02
Convion | Compressed Natural Gas (CNG) | 95.25 | 3.66 | 1.15 | -0.06 | 0 | 9.16 | 45.06 | Yes - Internal | Desulfurization | 0.96 | Good | 1.08 | See pre-treatment | 1.02
Convion | Liquefied Natural Gas (LNG) | 92.29 | 1.44 | 1.62 | 4.65 | 0 | 5.14 | 47.97 | Yes - Internal | Desulfurization | 0.96 | Good | 1.08 | See pre-treatment | 1.02
Convion | Bio-methane (Landfill Gas) | 65.93 | 0.67 | 27.61 | 7.86 | 0.85 | 13.78 | 48.77 | Yes - Internal/External | Desulfurization, CO2 removal, Moisture removal | 0.9258 | Good | 1.148 | See pre-treatment | 1.037
Convion | Bio-methane (Anaerobic Digestion) | 65.6 | 1.87 | 32.17 | 3.75 | 1.51 | 82.44 | 49.44 | Yes - Internal/External | Desulfurization, CO2 removal, Moisture removal | 0.8842 | Good | 1.232 | See pre-treatment | 1.058
Convion | LPG (Propane) | 3.91 | 8.05 | 0.85 | 0.92 | 0 | 26.82 | 52.04 | Yes - External | Vaporization, Desulfurization, Steam reforming | 0.9078 | Moderate | 1.184 | See pre-treatment | 1.046
Convion | LPG (Butane) | 3.16 | 5.97 | 0.32 | 0.52 | 0 | 16.72 | 50.98 | Yes - External | Vaporization, Desulfurization, Steam reforming | 0.9169 | Moderate | 1.166 | See pre-treatment | 1.042
Convion | Associated Petroleum Gas (APG) | 74.46 | 7.1 | 6.72 | 11.73 | 0.05 | 182.52 | 45.02 | Yes - Internal | Intensive Desulfurization, Moisture removal | 0.9131 | Moderate | 1.174 | See pre-treatment | 1.043
Convion | Syngas (Coal-derived) | 13.92 | 0 | 11.85 | 43.29 | 30.93 | 85.54 | 38.59 | Partial - depends on H2 content | Extensive cleanup, Desulfurization, Tar removal | 0.96 | Moderate | 1.08 | See pre-treatment | 1.02
Convion | Hydrogen-enriched Natural Gas (H2NG-10%) | 95.33 | 1.14 | 1.96 | 1.57 | 0 | 9.96 | 42.82 | Yes - Internal | Desulfurization | 1.0011 | Good | 0.998 | See pre-treatment | 0.999
Convion | Hydrogen-enriched Natural Gas (H2NG-20%) | 85.83 | 4.33 | 2 | 7.85 | 0 | 2.03 | 48.64 | Yes - Internal | Desulfurization | 0.9645 | Good | 1.071 | See pre-treatment | 1.018
SOLIDpower | Pipeline Natural Gas | 93.7 | 4.32 | 2.7 | -0.71 | 0 | 6.15 | 42.76 | Yes - Internal | Desulfurization | 0.96 | Good | 1.08 | See pre-treatment | 1.02
SOLIDpower | Compressed Natural Gas (CNG) | 90.6 | 2.27 | 1.59 | 5.55 | 0 | 7.96 | 44.03 | Yes - Internal | Desulfurization | 0.96 | Good | 1.08 | See pre-treatment | 1.02
SOLIDpower | Liquefied Natural Gas (LNG) | 96.6 | 2.77 | 2.02 | -1.39 | 0 | 6.68 | 43.88 | Yes - Internal | Desulfurization | 0.96 | Good | 1.08 | See pre-treatment | 1.02
SOLIDpower | Bio-methane (Landfill Gas) | 69.05 | 0.66 | 24.75 | 5.07 | 0.77 | 53.89 | 49.26 | Yes - Internal/External | Desulfurization, CO2 removal, Moisture removal | 0.9208 | Good | 1.158 | See pre-treatment | 1.04
SOLIDpower | Bio-methane (Anaerobic Digestion) | 72.01 | 1.45 | 29.87 | 5.04 | 0.14 | 32.9 | 42.09 | Yes - Internal/External | Desulfurization, CO2 removal, Moisture removal | 0.904 | Good | 1.192 | See pre-treatment | 1.048
SOLIDpower | LPG (Propane) | 1.18 | 6.4 | 0.35 | 1.96 | 0 | 13.28 | 46.96 | Yes - External | Vaporization, Desulfurization, Steam reforming | 0.9255 | Moderate | 1.149 | See pre-treatment | 1.037
SOLIDpower | LPG (Butane) | 3.44 | 7.81 | 0.29 | 1.27 | 0 | 5.14 | 47.19 | Yes - External | Vaporization, Desulfurization, Steam reforming | 0.9028 | Moderate | 1.194 | See pre-treatment | 1.049
SOLIDpower | Associated Petroleum Gas (APG) | 70.55 | 5.76 | 4.69 | 19 | 0.8 | 122.97 | 39.4 | Yes - Internal | Intensive Desulfurization, Moisture removal | 0.8935 | Moderate | 1.213 | See pre-treatment | 1.053
SOLIDpower | Syngas (Coal-derived) | 8.97 | 0 | 10.87 | 45.84 | 34.32 | 327.68 | 36.71 | Partial - depends on H2 content | Extensive cleanup, Desulfurization, Tar removal | 0.96 | Moderate | 1.08 | See pre-treatment | 1.02
SOLIDpower | Hydrogen-enriched Natural Gas (H2NG-10%) | 89.49 | 3.03 | 2.69 | 4.8 | 0 | 5.44 | 49.89 | Yes - Internal | Desulfurization | 0.9937 | Good | 1.013 | See pre-treatment | 1.003
SOLIDpower | Hydrogen-enriched Natural Gas (H2NG-20%) | 86.71 | 2.1 | 1.49 | 9.71 | 0 | 4.8 | 48.61 | Yes - Internal | Desulfurization | 0.9797 | Good | 1.041 | See pre-treatment | 1.01

## Operational
Manufacturer | System_Size_kW | Operational_Mode | Cold_Start_Time_hours | Warm_Start_Time_hours | Hot_Start_Time_minutes | Ramp_Up_Rate_pct_per_min | Ramp_Down_Rate_pct_per_min | Minimum_Load_pct | Optimal_Load_pct | Load_Change_Response_Time_sec | Cycling_Capability | Starts_Per_Year_Recommended | Mode_Suitability_Rating | Mode_Efficiency_Factor | Continuous_Operation_Capability | Black_Start_Capable | Grid_Forming_Capable | Island_Mode_Operation
Bloom Energy | 100 | Base Load | 41.14 | 4.43 | 24.3 | 5.47 | 7.82 | 20 | 100 | 103.9 | Limited | 10 | Excellent | 1 | Yes | No | Limited | Limited
Bloom Energy | 100 | Load Following | 41.14 | 4.43 | 24.3 | 5.47 | 7.82 | 20 | 75 | 103.9 | Limited | 35 | Moderate | 0.96 | Yes | No | Limited | Limited
Bloom Energy | 100 | Peak Shaving | 41.14 | 4.43 | 24.3 | 5.47 | 7.82 | 20 | 90 | 103.9 | Limited | 12 | Good | 0.98 | Yes | No | Limited | Limited
Bloom Energy | 100 | Backup Power | 41.14 | 4.43 | 24.3 | 5.47 | 7.82 | 20 | 80 | 103.9 | Limited | 20 | Moderate | 0.95 | Yes | No | Limited | Limited
Bloom Energy | 100 | CHP Mode | 41.14 | 4.43 | 24.3 | 5.47 | 7.82 | 20 | 85 | 103.9 | Limited | 12 | Excellent | 1.02 | Yes | No | Limited | Limited
Bloom Energy | 200 | Base Load | 38.49 | 4.75 | 18.4 | 4.15 | 5.82 | 20 | 100 | 63.2 | Limited | 14 | Excellent | 1 | Yes | No | Limited | Limited
Bloom Energy | 200 | Load Following | 38.49 | 4.75 | 18.4 | 4.15 | 5.82 | 20 | 75 | 63.2 | Limited | 26 | Moderate | 0.96 | Yes | No | Limited | Limited
Bloom Energy | 200 | Peak Shaving | 38.49 | 4.75 | 18.4 | 4.15 | 5.82 | 20 | 90 | 63.2 | Limited | 40 | Good | 0.98 | Yes | No | Limited | Limited
Bloom Energy | 200 | Backup Power | 38.49 | 4.75 | 18.4 | 4.15 | 5.82 | 20 | 80 | 63.2 | Limited | 12 | Moderate | 0.95 | Yes | No | Limited | Limited
Bloom Energy | 200 | CHP Mode | 38.49 | 4.75 | 18.4 | 4.15 | 5.82 | 20 | 85 | 63.2 | Limited | 13 | Excellent | 1.02 | Yes | No | Limited | Limited
Bloom Energy | 250 | Base Load | 32.51 | 5.77 | 35.1 | 5.04 | 5.45 | 20 | 100 | 83.4 | Limited | 10 | Excellent | 1 | Yes | No | Limited | Limited
Bloom Energy | 250 | Load Following | 32.51 | 5.77 | 35.1 | 5.04 | 5.45 | 20 | 75 | 83.4 | Limited | 35 | Moderate | 0.96 | Yes | No | Limited | Limited
Bloom Energy | 250 | Peak Shaving | 32.51 | 5.77 | 35.1 | 5.04 | 5.45 | 20 | 90 | 83.4 | Limited | 46 | Good | 0.98 | Yes | No | Limited | Limited
Bloom Energy | 250 | Backup Power | 32.51 | 5.77 | 35.1 | 5.04 | 5.45 | 20 | 80 | 83.4 | Limited | 34 | Limited | 0.95 | Yes | No | Limited | Limited
Bloom Energy | 250 | CHP Mode | 32.51 | 5.77 | 35.1 | 5.04 | 5.45 | 20 | 85 | 83.4 | Limited | 44 | Excellent | 1.02 | Yes | No | Limited | Limited
Bloom Energy | 300 | Base Load | 41.38 | 2.48 | 42.1 | 3.2 | 6.14 | 20 | 100 | 42.8 | Limited | 10 | Excellent | 1 | Yes | No | Limited | Yes
Bloom Energy | 300 | Load Following | 41.38 | 2.48 | 42.1 | 3.2 | 6.14 | 20 | 75 | 42.8 | Limited | 26 | Moderate | 0.96 | Yes | No | Limited | Yes
Bloom Energy | 300 | Peak Shaving | 41.38 | 2.48 | 42.1 | 3.2 | 6.14 | 20 | 90 | 42.8 | Limited | 21 | Good | 0.98 | Yes | No | Limited | Yes
Bloom Energy | 300 | Backup Power | 41.38 | 2.48 | 42.1 | 3.2 | 6.14 | 20 | 80 | 42.8 | Limited | 29 | Moderate | 0.95 | Yes | No | Limited | Yes
Bloom Energy | 300 | CHP Mode | 41.38 | 2.48 | 42.1 | 3.2 | 6.14 | 20 | 85 | 42.8 | Limited | 33 | Excellent | 1.02 | Yes | No | Limited | Yes
Bloom Energy | 500 | Base Load | 25.05 | 2.49 | 31.8 | 4.03 | 6.92 | 20 | 100 | 88.7 | Limited | 43 | Excellent | 1 | Yes | Yes (with battery) | Yes | Yes
Bloom Energy | 500 | Load Following | 25.05 | 2.49 | 31.8 | 4.03 | 6.92 | 20 | 75 | 88.7 | Limited | 37 | Moderate | 0.96 | Yes | Yes (with battery) | Yes | Yes
Bloom Energy | 500 | Peak Shaving | 25.05 | 2.49 | 31.8 | 4.03 | 6.92 | 20 | 90 | 88.7 | Limited | 27 | Good | 0.98 | Yes | Yes (with battery) | Yes | Yes
Bloom Energy | 500 | Backup Power | 25.05 | 2.49 | 31.8 | 4.03 | 6.92 | 20 | 80 | 88.7 | Limited | 36 | Moderate | 0.95 | Yes | Yes (with battery) | Yes | Yes
Bloom Energy | 500 | CHP Mode | 25.05 | 2.49 | 31.8 | 4.03 | 6.92 | 20 | 85 | 88.7 | Limited | 21 | Excellent | 1.02 | Yes | Yes (with battery) | Yes | Yes
Bloom Energy | 1000 | Base Load | 31.35 | 5.16 | 28.4 | 5.4 | 7.29 | 20 | 100 | 107.2 | Limited | 46 | Excellent | 1 | Yes | Yes (with battery) | Yes | Yes
Bloom Energy | 1000 | Load Following | 31.35 | 5.16 | 28.4 | 5.4 | 7.29 | 20 | 75 | 107.2 | Limited | 27 | Moderate | 0.96 | Yes | Yes (with battery) | Yes | Yes
Bloom Energy | 1000 | Peak Shaving | 31.35 | 5.16 | 28.4 | 5.4 | 7.29 | 20 | 90 | 107.2 | Limited | 22 | Good | 0.98 | Yes | Yes (with battery) | Yes | Yes
Bloom Energy | 1000 | Backup Power | 31.35 | 5.16 | 28.4 | 5.4 | 7.29 | 20 | 80 | 107.2 | Limited | 33 | Limited | 0.95 | Yes | Yes (with battery) | Yes | Yes
Bloom Energy | 1000 | CHP Mode | 31.35 | 5.16 | 28.4 | 5.4 | 7.29 | 20 | 85 | 107.2 | Limited | 24 | Excellent | 1.02 | Yes | Yes (with battery) | Yes | Yes
Bloom Energy | 1500 | Base Load | 38.43 | 4.82 | 35.7 | 4.12 | 4.67 | 20 | 100 | 68.7 | Limited | 15 | Excellent | 1 | Yes | Yes (with battery) | Yes | Yes
Bloom Energy | 1500 | Load Following | 38.43 | 4.82 | 35.7 | 4.12 | 4.67 | 20 | 75 | 68.7 | Limited | 45 | Moderate | 0.96 | Yes | Yes (with battery) | Yes | Yes
Bloom Energy | 1500 | Peak Shaving | 38.43 | 4.82 | 35.7 | 4.12 | 4.67 | 20 | 90 | 68.7 | Limited | 23 | Good | 0.98 | Yes | Yes (with battery) | Yes | Yes
Bloom Energy | 1500 | Backup Power | 38.43 | 4.82 | 35.7 | 4.12 | 4.67 | 20 | 80 | 68.7 | Limited | 16 | Moderate | 0.95 | Yes | Yes (with battery) | Yes | Yes
Bloom Energy | 1500 | CHP Mode | 38.43 | 4.82 | 35.7 | 4.12 | 4.67 | 20 | 85 | 68.7 | Limited | 11 | Excellent | 1.02 | Yes | Yes (with battery) | Yes | Yes
Bloom Energy | 2000 | Base Load | 39.5 | 4.55 | 25.2 | 3.22 | 5.64 | 20 | 100 | 58 | Limited | 37 | Excellent | 1 | Yes | Yes (with battery) | Yes | Yes
Bloom Energy | 2000 | Load Following | 39.5 | 4.55 | 25.2 | 3.22 | 5.64 | 20 | 75 | 58 | Limited | 34 | Moderate | 0.96 | Yes | Yes (with battery) | Yes | Yes
Bloom Energy | 2000 | Peak Shaving | 39.5 | 4.55 | 25.2 | 3.22 | 5.64 | 20 | 90 | 58 | Limited | 24 | Good | 0.98 | Yes | Yes (with battery) | Yes | Yes
Bloom Energy | 2000 | Backup Power | 39.5 | 4.55 | 25.2 | 3.22 | 5.64 | 20 | 80 | 58 | Limited | 18 | Moderate | 0.95 | Yes | Yes (with battery) | Yes | Yes
Bloom Energy | 2000 | CHP Mode | 39.5 | 4.55 | 25.2 | 3.22 | 5.64 | 20 | 85 | 58 | Limited | 49 | Excellent | 1.02 | Yes | Yes (with battery) | Yes | Yes
Siemens Energy | 100 | Base Load | 46.9 | 6.75 | 25.6 | 2.97 | 3.08 | 25 | 100 | 75.5 | Limited | 48 | Excellent | 1 | Yes | No | Limited | Limited
Siemens Energy | 100 | Load Following | 46.9 | 6.75 | 25.6 | 2.97 | 3.08 | 25 | 75 | 75.5 | Limited | 25 | Moderate | 0.96 | Yes | No | Limited | Limited
Siemens Energy | 100 | Peak Shaving | 46.9 | 6.75 | 25.6 | 2.97 | 3.08 | 25 | 90 | 75.5 | Limited | 11 | Good | 0.98 | Yes | No | Limited | Limited
Siemens Energy | 100 | Backup Power | 46.9 | 6.75 | 25.6 | 2.97 | 3.08 | 25 | 80 | 75.5 | Limited | 11 | Limited | 0.95 | Yes | No | Limited | Limited
Siemens Energy | 100 | CHP Mode | 46.9 | 6.75 | 25.6 | 2.97 | 3.08 | 25 | 85 | 75.5 | Limited | 25 | Excellent | 1.02 | Yes | No | Limited | Limited
Siemens Energy | 200 | Base Load | 39.84 | 4.09 | 50.2 | 2.92 | 3.87 | 25 | 100 | 111 | Limited | 14 | Excellent | 1 | Yes | No | Limited | Limited
Siemens Energy | 200 | Load Following | 39.84 | 4.09 | 50.2 | 2.92 | 3.87 | 25 | 75 | 111 | Limited | 48 | Moderate | 0.96 | Yes | No | Limited | Limited
Siemens Energy | 200 | Peak Shaving | 39.84 | 4.09 | 50.2 | 2.92 | 3.87 | 25 | 90 | 111 | Limited | 22 | Good | 0.98 | Yes | No | Limited | Limited
Siemens Energy | 200 | Backup Power | 39.84 | 4.09 | 50.2 | 2.92 | 3.87 | 25 | 80 | 111 | Limited | 45 | Moderate | 0.95 | Yes | No | Limited | Limited
Siemens Energy | 200 | CHP Mode | 39.84 | 4.09 | 50.2 | 2.92 | 3.87 | 25 | 85 | 111 | Limited | 34 | Excellent | 1.02 | Yes | No | Limited | Limited
Siemens Energy | 250 | Base Load | 55.84 | 7.94 | 31.5 | 3.92 | 4.17 | 25 | 100 | 64.7 | Limited | 23 | Excellent | 1 | Yes | No | Limited | Limited
Siemens Energy | 250 | Load Following | 55.84 | 7.94 | 31.5 | 3.92 | 4.17 | 25 | 75 | 64.7 | Limited | 31 | Moderate | 0.96 | Yes | No | Limited | Limited
Siemens Energy | 250 | Peak Shaving | 55.84 | 7.94 | 31.5 | 3.92 | 4.17 | 25 | 90 | 64.7 | Limited | 16 | Good | 0.98 | Yes | No | Limited | Limited
Siemens Energy | 250 | Backup Power | 55.84 | 7.94 | 31.5 | 3.92 | 4.17 | 25 | 80 | 64.7 | Limited | 32 | Limited | 0.95 | Yes | No | Limited | Limited
Siemens Energy | 250 | CHP Mode | 55.84 | 7.94 | 31.5 | 3.92 | 4.17 | 25 | 85 | 64.7 | Limited | 31 | Excellent | 1.02 | Yes | No | Limited | Limited
Siemens Energy | 300 | Base Load | 54.29 | 7.33 | 37.6 | 2.6 | 3.78 | 25 | 100 | 47.5 | Limited | 12 | Excellent | 1 | Yes | No | Limited | Yes
Siemens Energy | 300 | Load Following | 54.29 | 7.33 | 37.6 | 2.6 | 3.78 | 25 | 75 | 47.5 | Limited | 23 | Moderate | 0.96 | Yes | No | Limited | Yes
Siemens Energy | 300 | Peak Shaving | 54.29 | 7.33 | 37.6 | 2.6 | 3.78 | 25 | 90 | 47.5 | Limited | 20 | Good | 0.98 | Yes | No | Limited | Yes
Siemens Energy | 300 | Backup Power | 54.29 | 7.33 | 37.6 | 2.6 | 3.78 | 25 | 80 | 47.5 | Limited | 48 | Limited | 0.95 | Yes | No | Limited | Yes
Siemens Energy | 300 | CHP Mode | 54.29 | 7.33 | 37.6 | 2.6 | 3.78 | 25 | 85 | 47.5 | Limited | 32 | Excellent | 1.02 | Yes | No | Limited | Yes
Siemens Energy | 500 | Base Load | 44.33 | 6.32 | 25.6 | 2.89 | 4.88 | 25 | 100 | 74 | Limited | 26 | Excellent | 1 | Yes | Yes (with battery) | Yes | Yes
Siemens Energy | 500 | Load Following | 44.33 | 6.32 | 25.6 | 2.89 | 4.88 | 25 | 75 | 74 | Limited | 49 | Moderate | 0.96 | Yes | Yes (with battery) | Yes | Yes
Siemens Energy | 500 | Peak Shaving | 44.33 | 6.32 | 25.6 | 2.89 | 4.88 | 25 | 90 | 74 | Limited | 45 | Good | 0.98 | Yes | Yes (with battery) | Yes | Yes
Siemens Energy | 500 | Backup Power | 44.33 | 6.32 | 25.6 | 2.89 | 4.88 | 25 | 80 | 74 | Limited | 34 | Limited | 0.95 | Yes | Yes (with battery) | Yes | Yes
Siemens Energy | 500 | CHP Mode | 44.33 | 6.32 | 25.6 | 2.89 | 4.88 | 25 | 85 | 74 | Limited | 32 | Excellent | 1.02 | Yes | Yes (with battery) | Yes | Yes
Siemens Energy | 1000 | Base Load | 50.9 | 4.81 | 35.8 | 2.08 | 4.43 | 25 | 100 | 78.9 | Limited | 19 | Excellent | 1 | Yes | Yes (with battery) | Yes | Yes
Siemens Energy | 1000 | Load Following | 50.9 | 4.81 | 35.8 | 2.08 | 4.43 | 25 | 75 | 78.9 | Limited | 48 | Moderate | 0.96 | Yes | Yes (with battery) | Yes | Yes
Siemens Energy | 1000 | Peak Shaving | 50.9 | 4.81 | 35.8 | 2.08 | 4.43 | 25 | 90 | 78.9 | Limited | 46 | Good | 0.98 | Yes | Yes (with battery) | Yes | Yes
Siemens Energy | 1000 | Backup Power | 50.9 | 4.81 | 35.8 | 2.08 | 4.43 | 25 | 80 | 78.9 | Limited | 38 | Moderate | 0.95 | Yes | Yes (with battery) | Yes | Yes
Siemens Energy | 1000 | CHP Mode | 50.9 | 4.81 | 35.8 | 2.08 | 4.43 | 25 | 85 | 78.9 | Limited | 31 | Excellent | 1.02 | Yes | Yes (with battery) | Yes | Yes
Siemens Energy | 1500 | Base Load | 56.88 | 4.52 | 51.6 | 2.25 | 5.38 | 25 | 100 | 54.8 | Limited | 45 | Excellent | 1 | Yes | Yes (with battery) | Yes | Yes
Siemens Energy | 1500 | Load Following | 56.88 | 4.52 | 51.6 | 2.25 | 5.38 | 25 | 75 | 54.8 | Limited | 47 | Moderate | 0.96 | Yes | Yes (with battery) | Yes | Yes
Siemens Energy | 1500 | Peak Shaving | 56.88 | 4.52 | 51.6 | 2.25 | 5.38 | 25 | 90 | 54.8 | Limited | 15 | Good | 0.98 | Yes | Yes (with battery) | Yes | Yes
Siemens Energy | 1500 | Backup Power | 56.88 | 4.52 | 51.6 | 2.25 | 5.38 | 25 | 80 | 54.8 | Limited | 28 | Moderate | 0.95 | Yes | Yes (with battery) | Yes | Yes
Siemens Energy | 1500 | CHP Mode | 56.88 | 4.52 | 51.6 | 2.25 | 5.38 | 25 | 85 | 54.8 | Limited | 49 | Excellent | 1.02 | Yes | Yes (with battery) | Yes | Yes
Siemens Energy | 2000 | Base Load | 47.6 | 7.45 | 43.5 | 2.75 | 3.86 | 25 | 100 | 48.3 | Limited | 40 | Excellent | 1 | Yes | Yes (with battery) | Yes | Yes
Siemens Energy | 2000 | Load Following | 47.6 | 7.45 | 43.5 | 2.75 | 3.86 | 25 | 75 | 48.3 | Limited | 25 | Moderate | 0.96 | Yes | Yes (with battery) | Yes | Yes
Siemens Energy | 2000 | Peak Shaving | 47.6 | 7.45 | 43.5 | 2.75 | 3.86 | 25 | 90 | 48.3 | Limited | 30 | Good | 0.98 | Yes | Yes (with battery) | Yes | Yes
Siemens Energy | 2000 | Backup Power | 47.6 | 7.45 | 43.5 | 2.75 | 3.86 | 25 | 80 | 48.3 | Limited | 29 | Limited | 0.95 | Yes | Yes (with battery) | Yes | Yes
Siemens Energy | 2000 | CHP Mode | 47.6 | 7.45 | 43.5 | 2.75 | 3.86 | 25 | 85 | 48.3 | Limited | 33 | Excellent | 1.02 | Yes | Yes (with battery) | Yes | Yes
FuelCell Energy | 100 | Base Load | 47.31 | 6.92 | 29.3 | 4.57 | 6.18 | 20 | 100 | 81.6 | Limited | 48 | Excellent | 1 | Yes | No | Limited | Limited
FuelCell Energy | 100 | Load Following | 47.31 | 6.92 | 29.3 | 4.57 | 6.18 | 20 | 75 | 81.6 | Limited | 18 | Moderate | 0.96 | Yes | No | Limited | Limited
FuelCell Energy | 100 | Peak Shaving | 47.31 | 6.92 | 29.3 | 4.57 | 6.18 | 20 | 90 | 81.6 | Limited | 14 | Good | 0.98 | Yes | No | Limited | Limited
FuelCell Energy | 100 | Backup Power | 47.31 | 6.92 | 29.3 | 4.57 | 6.18 | 20 | 80 | 81.6 | Limited | 44 | Limited | 0.95 | Yes | No | Limited | Limited
FuelCell Energy | 100 | CHP Mode | 47.31 | 6.92 | 29.3 | 4.57 | 6.18 | 20 | 85 | 81.6 | Limited | 27 | Excellent | 1.02 | Yes | No | Limited | Limited
FuelCell Energy | 200 | Base Load | 46.94 | 6.57 | 17.2 | 4.71 | 5.07 | 20 | 100 | 75.9 | Limited | 35 | Excellent | 1 | Yes | No | Limited | Limited
FuelCell Energy | 200 | Load Following | 46.94 | 6.57 | 17.2 | 4.71 | 5.07 | 20 | 75 | 75.9 | Limited | 47 | Moderate | 0.96 | Yes | No | Limited | Limited
FuelCell Energy | 200 | Peak Shaving | 46.94 | 6.57 | 17.2 | 4.71 | 5.07 | 20 | 90 | 75.9 | Limited | 10 | Good | 0.98 | Yes | No | Limited | Limited
FuelCell Energy | 200 | Backup Power | 46.94 | 6.57 | 17.2 | 4.71 | 5.07 | 20 | 80 | 75.9 | Limited | 29 | Limited | 0.95 | Yes | No | Limited | Limited
FuelCell Energy | 200 | CHP Mode | 46.94 | 6.57 | 17.2 | 4.71 | 5.07 | 20 | 85 | 75.9 | Limited | 37 | Excellent | 1.02 | Yes | No | Limited | Limited
FuelCell Energy | 250 | Base Load | 44.45 | 5.77 | 19.7 | 3.25 | 4.76 | 20 | 100 | 102.4 | Limited | 21 | Excellent | 1 | Yes | No | Limited | Limited
FuelCell Energy | 250 | Load Following | 44.45 | 5.77 | 19.7 | 3.25 | 4.76 | 20 | 75 | 102.4 | Limited | 18 | Moderate | 0.96 | Yes | No | Limited | Limited
FuelCell Energy | 250 | Peak Shaving | 44.45 | 5.77 | 19.7 | 3.25 | 4.76 | 20 | 90 | 102.4 | Limited | 48 | Good | 0.98 | Yes | No | Limited | Limited
FuelCell Energy | 250 | Backup Power | 44.45 | 5.77 | 19.7 | 3.25 | 4.76 | 20 | 80 | 102.4 | Limited | 10 | Limited | 0.95 | Yes | No | Limited | Limited
FuelCell Energy | 250 | CHP Mode | 44.45 | 5.77 | 19.7 | 3.25 | 4.76 | 20 | 85 | 102.4 | Limited | 49 | Excellent | 1.02 | Yes | No | Limited | Limited
FuelCell Energy | 300 | Base Load | 43.54 | 6.31 | 25.3 | 2.54 | 6.08 | 20 | 100 | 105.1 | Limited | 39 | Excellent | 1 | Yes | No | Limited | Yes
FuelCell Energy | 300 | Load Following | 43.54 | 6.31 | 25.3 | 2.54 | 6.08 | 20 | 75 | 105.1 | Limited | 15 | Moderate | 0.96 | Yes | No | Limited | Yes
FuelCell Energy | 300 | Peak Shaving | 43.54 | 6.31 | 25.3 | 2.54 | 6.08 | 20 | 90 | 105.1 | Limited | 40 | Good | 0.98 | Yes | No | Limited | Yes
FuelCell Energy | 300 | Backup Power | 43.54 | 6.31 | 25.3 | 2.54 | 6.08 | 20 | 80 | 105.1 | Limited | 40 | Limited | 0.95 | Yes | No | Limited | Yes
FuelCell Energy | 300 | CHP Mode | 43.54 | 6.31 | 25.3 | 2.54 | 6.08 | 20 | 85 | 105.1 | Limited | 36 | Excellent | 1.02 | Yes | No | Limited | Yes
FuelCell Energy | 500 | Base Load | 45.32 | 6.38 | 36.5 | 2.72 | 5.21 | 20 | 100 | 37 | Limited | 26 | Excellent | 1 | Yes | Yes (with battery) | Yes | Yes
FuelCell Energy | 500 | Load Following | 45.32 | 6.38 | 36.5 | 2.72 | 5.21 | 20 | 75 | 37 | Limited | 26 | Moderate | 0.96 | Yes | Yes (with battery) | Yes | Yes
FuelCell Energy | 500 | Peak Shaving | 45.32 | 6.38 | 36.5 | 2.72 | 5.21 | 20 | 90 | 37 | Limited | 12 | Good | 0.98 | Yes | Yes (with battery) | Yes | Yes
FuelCell Energy | 500 | Backup Power | 45.32 | 6.38 | 36.5 | 2.72 | 5.21 | 20 | 80 | 37 | Limited | 23 | Limited | 0.95 | Yes | Yes (with battery) | Yes | Yes
FuelCell Energy | 500 | CHP Mode | 45.32 | 6.38 | 36.5 | 2.72 | 5.21 | 20 | 85 | 37 | Limited | 14 | Excellent | 1.02 | Yes | Yes (with battery) | Yes | Yes
FuelCell Energy | 1000 | Base Load | 46.16 | 6.79 | 17.5 | 4.89 | 5.33 | 20 | 100 | 57 | Limited | 13 | Excellent | 1 | Yes | Yes (with battery) | Yes | Yes
FuelCell Energy | 1000 | Load Following | 46.16 | 6.79 | 17.5 | 4.89 | 5.33 | 20 | 75 | 57 | Limited | 30 | Moderate | 0.96 | Yes | Yes (with battery) | Yes | Yes
FuelCell Energy | 1000 | Peak Shaving | 46.16 | 6.79 | 17.5 | 4.89 | 5.33 | 20 | 90 | 57 | Limited | 41 | Good | 0.98 | Yes | Yes (with battery) | Yes | Yes
FuelCell Energy | 1000 | Backup Power | 46.16 | 6.79 | 17.5 | 4.89 | 5.33 | 20 | 80 | 57 | Limited | 38 | Limited | 0.95 | Yes | Yes (with battery) | Yes | Yes
FuelCell Energy | 1000 | CHP Mode | 46.16 | 6.79 | 17.5 | 4.89 | 5.33 | 20 | 85 | 57 | Limited | 12 | Excellent | 1.02 | Yes | Yes (with battery) | Yes | Yes
FuelCell Energy | 1500 | Base Load | 31.46 | 4.61 | 25.3 | 3.08 | 4.48 | 20 | 100 | 102.3 | Limited | 47 | Excellent | 1 | Yes | Yes (with battery) | Yes | Yes
FuelCell Energy | 1500 | Load Following | 31.46 | 4.61 | 25.3 | 3.08 | 4.48 | 20 | 75 | 102.3 | Limited | 26 | Moderate | 0.96 | Yes | Yes (with battery) | Yes | Yes
FuelCell Energy | 1500 | Peak Shaving | 31.46 | 4.61 | 25.3 | 3.08 | 4.48 | 20 | 90 | 102.3 | Limited | 46 | Good | 0.98 | Yes | Yes (with battery) | Yes | Yes
FuelCell Energy | 1500 | Backup Power | 31.46 | 4.61 | 25.3 | 3.08 | 4.48 | 20 | 80 | 102.3 | Limited | 22 | Moderate | 0.95 | Yes | Yes (with battery) | Yes | Yes
FuelCell Energy | 1500 | CHP Mode | 31.46 | 4.61 | 25.3 | 3.08 | 4.48 | 20 | 85 | 102.3 | Limited | 29 | Excellent | 1.02 | Yes | Yes (with battery) | Yes | Yes
FuelCell Energy | 2000 | Base Load | 34.52 | 5.56 | 49.3 | 4.01 | 4.75 | 20 | 100 | 88.3 | Limited | 14 | Excellent | 1 | Yes | Yes (with battery) | Yes | Yes
FuelCell Energy | 2000 | Load Following | 34.52 | 5.56 | 49.3 | 4.01 | 4.75 | 20 | 75 | 88.3 | Limited | 45 | Moderate | 0.96 | Yes | Yes (with battery) | Yes | Yes
FuelCell Energy | 2000 | Peak Shaving | 34.52 | 5.56 | 49.3 | 4.01 | 4.75 | 20 | 90 | 88.3 | Limited | 30 | Good | 0.98 | Yes | Yes (with battery) | Yes | Yes
FuelCell Energy | 2000 | Backup Power | 34.52 | 5.56 | 49.3 | 4.01 | 4.75 | 20 | 80 | 88.3 | Limited | 27 | Limited | 0.95 | Yes | Yes (with battery) | Yes | Yes
FuelCell Energy | 2000 | CHP Mode | 34.52 | 5.56 | 49.3 | 4.01 | 4.75 | 20 | 85 | 88.3 | Limited | 33 | Excellent | 1.02 | Yes | Yes (with battery) | Yes | Yes
Ceres Power | 100 | Base Load | 19.5 | 1.14 | 23.7 | 6.21 | 10.28 | 15 | 100 | 104 | Moderate | 170 | Excellent | 1 | Yes | No | Limited | Limited
Ceres Power | 100 | Load Following | 19.5 | 1.14 | 23.7 | 6.21 | 10.28 | 15 | 75 | 104 | Moderate | 132 | Good | 0.96 | Yes | No | Limited | Limited
Ceres Power | 100 | Peak Shaving | 19.5 | 1.14 | 23.7 | 6.21 | 10.28 | 15 | 90 | 104 | Moderate | 128 | Good | 0.98 | Yes | No | Limited | Limited
Ceres Power | 100 | Backup Power | 19.5 | 1.14 | 23.7 | 6.21 | 10.28 | 15 | 80 | 104 | Moderate | 71 | Moderate | 0.95 | Yes | No | Limited | Limited
Ceres Power | 100 | CHP Mode | 19.5 | 1.14 | 23.7 | 6.21 | 10.28 | 15 | 85 | 104 | Moderate | 166 | Excellent | 1.02 | Yes | No | Limited | Limited
Ceres Power | 200 | Base Load | 15.26 | 1.99 | 15.7 | 5.67 | 9.78 | 15 | 100 | 34.9 | Moderate | 162 | Excellent | 1 | Yes | No | Limited | Limited
Ceres Power | 200 | Load Following | 15.26 | 1.99 | 15.7 | 5.67 | 9.78 | 15 | 75 | 34.9 | Moderate | 97 | Good | 0.96 | Yes | No | Limited | Limited
Ceres Power | 200 | Peak Shaving | 15.26 | 1.99 | 15.7 | 5.67 | 9.78 | 15 | 90 | 34.9 | Moderate | 50 | Good | 0.98 | Yes | No | Limited | Limited
Ceres Power | 200 | Backup Power | 15.26 | 1.99 | 15.7 | 5.67 | 9.78 | 15 | 80 | 34.9 | Moderate | 126 | Moderate | 0.95 | Yes | No | Limited | Limited
Ceres Power | 200 | CHP Mode | 15.26 | 1.99 | 15.7 | 5.67 | 9.78 | 15 | 85 | 34.9 | Moderate | 57 | Excellent | 1.02 | Yes | No | Limited | Limited
Ceres Power | 250 | Base Load | 15.31 | 2.41 | 11.3 | 9.2 | 6.02 | 15 | 100 | 52.2 | Moderate | 161 | Excellent | 1 | Yes | No | Limited | Limited
Ceres Power | 250 | Load Following | 15.31 | 2.41 | 11.3 | 9.2 | 6.02 | 15 | 75 | 52.2 | Moderate | 97 | Good | 0.96 | Yes | No | Limited | Limited
Ceres Power | 250 | Peak Shaving | 15.31 | 2.41 | 11.3 | 9.2 | 6.02 | 15 | 90 | 52.2 | Moderate | 65 | Good | 0.98 | Yes | No | Limited | Limited
Ceres Power | 250 | Backup Power | 15.31 | 2.41 | 11.3 | 9.2 | 6.02 | 15 | 80 | 52.2 | Moderate | 104 | Moderate | 0.95 | Yes | No | Limited | Limited
Ceres Power | 250 | CHP Mode | 15.31 | 2.41 | 11.3 | 9.2 | 6.02 | 15 | 85 | 52.2 | Moderate | 90 | Excellent | 1.02 | Yes | No | Limited | Limited
Ceres Power | 300 | Base Load | 22.11 | 1.63 | 25.8 | 9.46 | 8.6 | 15 | 100 | 111.9 | Moderate | 106 | Excellent | 1 | Yes | No | Limited | Yes
Ceres Power | 300 | Load Following | 22.11 | 1.63 | 25.8 | 9.46 | 8.6 | 15 | 75 | 111.9 | Moderate | 194 | Good | 0.96 | Yes | No | Limited | Yes
Ceres Power | 300 | Peak Shaving | 22.11 | 1.63 | 25.8 | 9.46 | 8.6 | 15 | 90 | 111.9 | Moderate | 63 | Good | 0.98 | Yes | No | Limited | Yes
Ceres Power | 300 | Backup Power | 22.11 | 1.63 | 25.8 | 9.46 | 8.6 | 15 | 80 | 111.9 | Moderate | 153 | Moderate | 0.95 | Yes | No | Limited | Yes
Ceres Power | 300 | CHP Mode | 22.11 | 1.63 | 25.8 | 9.46 | 8.6 | 15 | 85 | 111.9 | Moderate | 124 | Excellent | 1.02 | Yes | No | Limited | Yes
Ceres Power | 500 | Base Load | 16.65 | 2.27 | 24.1 | 5.02 | 7 | 15 | 100 | 94.2 | Moderate | 149 | Excellent | 1 | Yes | Yes (with battery) | Yes | Yes
Ceres Power | 500 | Load Following | 16.65 | 2.27 | 24.1 | 5.02 | 7 | 15 | 75 | 94.2 | Moderate | 194 | Good | 0.96 | Yes | Yes (with battery) | Yes | Yes
Ceres Power | 500 | Peak Shaving | 16.65 | 2.27 | 24.1 | 5.02 | 7 | 15 | 90 | 94.2 | Moderate | 164 | Good | 0.98 | Yes | Yes (with battery) | Yes | Yes
Ceres Power | 500 | Backup Power | 16.65 | 2.27 | 24.1 | 5.02 | 7 | 15 | 80 | 94.2 | Moderate | 192 | Moderate | 0.95 | Yes | Yes (with battery) | Yes | Yes
Ceres Power | 500 | CHP Mode | 16.65 | 2.27 | 24.1 | 5.02 | 7 | 15 | 85 | 94.2 | Moderate | 155 | Excellent | 1.02 | Yes | Yes (with battery) | Yes | Yes
Ceres Power | 1000 | Base Load | 15.58 | 1.21 | 25.6 | 8.22 | 6.29 | 15 | 100 | 62.4 | Moderate | 193 | Excellent | 1 | Yes | Yes (with battery) | Yes | Yes
Ceres Power | 1000 | Load Following | 15.58 | 1.21 | 25.6 | 8.22 | 6.29 | 15 | 75 | 62.4 | Moderate | 125 | Good | 0.96 | Yes | Yes (with battery) | Yes | Yes
Ceres Power | 1000 | Peak Shaving | 15.58 | 1.21 | 25.6 | 8.22 | 6.29 | 15 | 90 | 62.4 | Moderate | 114 | Good | 0.98 | Yes | Yes (with battery) | Yes | Yes
Ceres Power | 1000 | Backup Power | 15.58 | 1.21 | 25.6 | 8.22 | 6.29 | 15 | 80 | 62.4 | Moderate | 118 | Moderate | 0.95 | Yes | Yes (with battery) | Yes | Yes
Ceres Power | 1000 | CHP Mode | 15.58 | 1.21 | 25.6 | 8.22 | 6.29 | 15 | 85 | 62.4 | Moderate | 81 | Excellent | 1.02 | Yes | Yes (with battery) | Yes | Yes
Ceres Power | 1500 | Base Load | 16.42 | 1.74 | 11 | 8.84 | 8.5 | 15 | 100 | 104 | Moderate | 177 | Excellent | 1 | Yes | Yes (with battery) | Yes | Yes
Ceres Power | 1500 | Load Following | 16.42 | 1.74 | 11 | 8.84 | 8.5 | 15 | 75 | 104 | Moderate | 81 | Good | 0.96 | Yes | Yes (with battery) | Yes | Yes
Ceres Power | 1500 | Peak Shaving | 16.42 | 1.74 | 11 | 8.84 | 8.5 | 15 | 90 | 104 | Moderate | 148 | Good | 0.98 | Yes | Yes (with battery) | Yes | Yes
Ceres Power | 1500 | Backup Power | 16.42 | 1.74 | 11 | 8.84 | 8.5 | 15 | 80 | 104 | Moderate | 120 | Moderate | 0.95 | Yes | Yes (with battery) | Yes | Yes
Ceres Power | 1500 | CHP Mode | 16.42 | 1.74 | 11 | 8.84 | 8.5 | 15 | 85 | 104 | Moderate | 182 | Excellent | 1.02 | Yes | Yes (with battery) | Yes | Yes
Ceres Power | 2000 | Base Load | 14.59 | 2.36 | 22.2 | 6.48 | 6.82 | 15 | 100 | 88.6 | Moderate | 160 | Excellent | 1 | Yes | Yes (with battery) | Yes | Yes
Ceres Power | 2000 | Load Following | 14.59 | 2.36 | 22.2 | 6.48 | 6.82 | 15 | 75 | 88.6 | Moderate | 97 | Good | 0.96 | Yes | Yes (with battery) | Yes | Yes
Ceres Power | 2000 | Peak Shaving | 14.59 | 2.36 | 22.2 | 6.48 | 6.82 | 15 | 90 | 88.6 | Moderate | 146 | Good | 0.98 | Yes | Yes (with battery) | Yes | Yes
Ceres Power | 2000 | Backup Power | 14.59 | 2.36 | 22.2 | 6.48 | 6.82 | 15 | 80 | 88.6 | Moderate | 109 | Moderate | 0.95 | Yes | Yes (with battery) | Yes | Yes
Ceres Power | 2000 | CHP Mode | 14.59 | 2.36 | 22.2 | 6.48 | 6.82 | 15 | 85 | 88.6 | Moderate | 156 | Excellent | 1.02 | Yes | Yes (with battery) | Yes | Yes
Mitsubishi Power | 100 | Base Load | 33.98 | 6.56 | 25.1 | 3.42 | 3.7 | 20 | 100 | 40 | Limited | 30 | Excellent | 1 | Yes | No | Limited | Limited
Mitsubishi Power | 100 | Load Following | 33.98 | 6.56 | 25.1 | 3.42 | 3.7 | 20 | 75 | 40 | Limited | 20 | Moderate | 0.96 | Yes | No | Limited | Limited
Mitsubishi Power | 100 | Peak Shaving | 33.98 | 6.56 | 25.1 | 3.42 | 3.7 | 20 | 90 | 40 | Limited | 43 | Good | 0.98 | Yes | No | Limited | Limited
Mitsubishi Power | 100 | Backup Power | 33.98 | 6.56 | 25.1 | 3.42 | 3.7 | 20 | 80 | 40 | Limited | 10 | Limited | 0.95 | Yes | No | Limited | Limited
Mitsubishi Power | 100 | CHP Mode | 33.98 | 6.56 | 25.1 | 3.42 | 3.7 | 20 | 85 | 40 | Limited | 25 | Excellent | 1.02 | Yes | No | Limited | Limited
Mitsubishi Power | 200 | Base Load | 36.75 | 3.08 | 19.4 | 3.53 | 5.23 | 20 | 100 | 66.4 | Limited | 31 | Excellent | 1 | Yes | No | Limited | Limited
Mitsubishi Power | 200 | Load Following | 36.75 | 3.08 | 19.4 | 3.53 | 5.23 | 20 | 75 | 66.4 | Limited | 33 | Moderate | 0.96 | Yes | No | Limited | Limited
Mitsubishi Power | 200 | Peak Shaving | 36.75 | 3.08 | 19.4 | 3.53 | 5.23 | 20 | 90 | 66.4 | Limited | 10 | Good | 0.98 | Yes | No | Limited | Limited
Mitsubishi Power | 200 | Backup Power | 36.75 | 3.08 | 19.4 | 3.53 | 5.23 | 20 | 80 | 66.4 | Limited | 28 | Moderate | 0.95 | Yes | No | Limited | Limited
Mitsubishi Power | 200 | CHP Mode | 36.75 | 3.08 | 19.4 | 3.53 | 5.23 | 20 | 85 | 66.4 | Limited | 48 | Excellent | 1.02 | Yes | No | Limited | Limited
Mitsubishi Power | 250 | Base Load | 40.38 | 5.71 | 25.9 | 4.43 | 6.21 | 20 | 100 | 76.9 | Limited | 49 | Excellent | 1 | Yes | No | Limited | Limited
Mitsubishi Power | 250 | Load Following | 40.38 | 5.71 | 25.9 | 4.43 | 6.21 | 20 | 75 | 76.9 | Limited | 15 | Moderate | 0.96 | Yes | No | Limited | Limited
Mitsubishi Power | 250 | Peak Shaving | 40.38 | 5.71 | 25.9 | 4.43 | 6.21 | 20 | 90 | 76.9 | Limited | 10 | Good | 0.98 | Yes | No | Limited | Limited
Mitsubishi Power | 250 | Backup Power | 40.38 | 5.71 | 25.9 | 4.43 | 6.21 | 20 | 80 | 76.9 | Limited | 40 | Limited | 0.95 | Yes | No | Limited | Limited
Mitsubishi Power | 250 | CHP Mode | 40.38 | 5.71 | 25.9 | 4.43 | 6.21 | 20 | 85 | 76.9 | Limited | 42 | Excellent | 1.02 | Yes | No | Limited | Limited
Mitsubishi Power | 300 | Base Load | 32.4 | 4.06 | 15.6 | 3.23 | 6.21 | 20 | 100 | 76.6 | Limited | 23 | Excellent | 1 | Yes | No | Limited | Yes
Mitsubishi Power | 300 | Load Following | 32.4 | 4.06 | 15.6 | 3.23 | 6.21 | 20 | 75 | 76.6 | Limited | 24 | Moderate | 0.96 | Yes | No | Limited | Yes
Mitsubishi Power | 300 | Peak Shaving | 32.4 | 4.06 | 15.6 | 3.23 | 6.21 | 20 | 90 | 76.6 | Limited | 10 | Good | 0.98 | Yes | No | Limited | Yes
Mitsubishi Power | 300 | Backup Power | 32.4 | 4.06 | 15.6 | 3.23 | 6.21 | 20 | 80 | 76.6 | Limited | 21 | Moderate | 0.95 | Yes | No | Limited | Yes
Mitsubishi Power | 300 | CHP Mode | 32.4 | 4.06 | 15.6 | 3.23 | 6.21 | 20 | 85 | 76.6 | Limited | 35 | Excellent | 1.02 | Yes | No | Limited | Yes
Mitsubishi Power | 500 | Base Load | 49.48 | 6.39 | 15.8 | 4.75 | 6.24 | 20 | 100 | 100.2 | Limited | 28 | Excellent | 1 | Yes | Yes (with battery) | Yes | Yes
Mitsubishi Power | 500 | Load Following | 49.48 | 6.39 | 15.8 | 4.75 | 6.24 | 20 | 75 | 100.2 | Limited | 25 | Moderate | 0.96 | Yes | Yes (with battery) | Yes | Yes
Mitsubishi Power | 500 | Peak Shaving | 49.48 | 6.39 | 15.8 | 4.75 | 6.24 | 20 | 90 | 100.2 | Limited | 22 | Good | 0.98 | Yes | Yes (with battery) | Yes | Yes
Mitsubishi Power | 500 | Backup Power | 49.48 | 6.39 | 15.8 | 4.75 | 6.24 | 20 | 80 | 100.2 | Limited | 12 | Limited | 0.95 | Yes | Yes (with battery) | Yes | Yes
Mitsubishi Power | 500 | CHP Mode | 49.48 | 6.39 | 15.8 | 4.75 | 6.24 | 20 | 85 | 100.2 | Limited | 19 | Excellent | 1.02 | Yes | Yes (with battery) | Yes | Yes
Mitsubishi Power | 1000 | Base Load | 34.93 | 4.94 | 41.2 | 3.68 | 3.7 | 20 | 100 | 116.2 | Limited | 47 | Excellent | 1 | Yes | Yes (with battery) | Yes | Yes
Mitsubishi Power | 1000 | Load Following | 34.93 | 4.94 | 41.2 | 3.68 | 3.7 | 20 | 75 | 116.2 | Limited | 41 | Moderate | 0.96 | Yes | Yes (with battery) | Yes | Yes
Mitsubishi Power | 1000 | Peak Shaving | 34.93 | 4.94 | 41.2 | 3.68 | 3.7 | 20 | 90 | 116.2 | Limited | 49 | Good | 0.98 | Yes | Yes (with battery) | Yes | Yes
Mitsubishi Power | 1000 | Backup Power | 34.93 | 4.94 | 41.2 | 3.68 | 3.7 | 20 | 80 | 116.2 | Limited | 31 | Moderate | 0.95 | Yes | Yes (with battery) | Yes | Yes
Mitsubishi Power | 1000 | CHP Mode | 34.93 | 4.94 | 41.2 | 3.68 | 3.7 | 20 | 85 | 116.2 | Limited | 48 | Excellent | 1.02 | Yes | Yes (with battery) | Yes | Yes
Mitsubishi Power | 1500 | Base Load | 31.51 | 4.46 | 22.9 | 2.99 | 3.99 | 20 | 100 | 86 | Limited | 41 | Excellent | 1 | Yes | Yes (with battery) | Yes | Yes
Mitsubishi Power | 1500 | Load Following | 31.51 | 4.46 | 22.9 | 2.99 | 3.99 | 20 | 75 | 86 | Limited | 33 | Moderate | 0.96 | Yes | Yes (with battery) | Yes | Yes
Mitsubishi Power | 1500 | Peak Shaving | 31.51 | 4.46 | 22.9 | 2.99 | 3.99 | 20 | 90 | 86 | Limited | 15 | Good | 0.98 | Yes | Yes (with battery) | Yes | Yes
Mitsubishi Power | 1500 | Backup Power | 31.51 | 4.46 | 22.9 | 2.99 | 3.99 | 20 | 80 | 86 | Limited | 42 | Moderate | 0.95 | Yes | Yes (with battery) | Yes | Yes
Mitsubishi Power | 1500 | CHP Mode | 31.51 | 4.46 | 22.9 | 2.99 | 3.99 | 20 | 85 | 86 | Limited | 35 | Excellent | 1.02 | Yes | Yes (with battery) | Yes | Yes
Mitsubishi Power | 2000 | Base Load | 37.76 | 5.7 | 24.1 | 3.36 | 6.71 | 20 | 100 | 56.1 | Limited | 28 | Excellent | 1 | Yes | Yes (with battery) | Yes | Yes
Mitsubishi Power | 2000 | Load Following | 37.76 | 5.7 | 24.1 | 3.36 | 6.71 | 20 | 75 | 56.1 | Limited | 45 | Moderate | 0.96 | Yes | Yes (with battery) | Yes | Yes
Mitsubishi Power | 2000 | Peak Shaving | 37.76 | 5.7 | 24.1 | 3.36 | 6.71 | 20 | 90 | 56.1 | Limited | 38 | Good | 0.98 | Yes | Yes (with battery) | Yes | Yes
Mitsubishi Power | 2000 | Backup Power | 37.76 | 5.7 | 24.1 | 3.36 | 6.71 | 20 | 80 | 56.1 | Limited | 12 | Limited | 0.95 | Yes | Yes (with battery) | Yes | Yes
Mitsubishi Power | 2000 | CHP Mode | 37.76 | 5.7 | 24.1 | 3.36 | 6.71 | 20 | 85 | 56.1 | Limited | 15 | Excellent | 1.02 | Yes | Yes (with battery) | Yes | Yes
Convion | 100 | Base Load | 30.16 | 5.52 | 30.7 | 2.84 | 6.85 | 20 | 100 | 77.7 | Limited | 19 | Excellent | 1 | Yes | No | Limited | Limited
Convion | 100 | Load Following | 30.16 | 5.52 | 30.7 | 2.84 | 6.85 | 20 | 75 | 77.7 | Limited | 30 | Moderate | 0.96 | Yes | No | Limited | Limited
Convion | 100 | Peak Shaving | 30.16 | 5.52 | 30.7 | 2.84 | 6.85 | 20 | 90 | 77.7 | Limited | 37 | Good | 0.98 | Yes | No | Limited | Limited
Convion | 100 | Backup Power | 30.16 | 5.52 | 30.7 | 2.84 | 6.85 | 20 | 80 | 77.7 | Limited | 13 | Limited | 0.95 | Yes | No | Limited | Limited
Convion | 100 | CHP Mode | 30.16 | 5.52 | 30.7 | 2.84 | 6.85 | 20 | 85 | 77.7 | Limited | 20 | Excellent | 1.02 | Yes | No | Limited | Limited
Convion | 200 | Base Load | 46.14 | 4.84 | 34.1 | 3.58 | 3.65 | 20 | 100 | 44.9 | Limited | 27 | Excellent | 1 | Yes | No | Limited | Limited
Convion | 200 | Load Following | 46.14 | 4.84 | 34.1 | 3.58 | 3.65 | 20 | 75 | 44.9 | Limited | 18 | Moderate | 0.96 | Yes | No | Limited | Limited
Convion | 200 | Peak Shaving | 46.14 | 4.84 | 34.1 | 3.58 | 3.65 | 20 | 90 | 44.9 | Limited | 11 | Good | 0.98 | Yes | No | Limited | Limited
Convion | 200 | Backup Power | 46.14 | 4.84 | 34.1 | 3.58 | 3.65 | 20 | 80 | 44.9 | Limited | 43 | Moderate | 0.95 | Yes | No | Limited | Limited
Convion | 200 | CHP Mode | 46.14 | 4.84 | 34.1 | 3.58 | 3.65 | 20 | 85 | 44.9 | Limited | 49 | Excellent | 1.02 | Yes | No | Limited | Limited
Convion | 250 | Base Load | 45.86 | 6.42 | 23.5 | 4.9 | 4.19 | 20 | 100 | 115.6 | Limited | 49 | Excellent | 1 | Yes | No | Limited | Limited
Convion | 250 | Load Following | 45.86 | 6.42 | 23.5 | 4.9 | 4.19 | 20 | 75 | 115.6 | Limited | 38 | Moderate | 0.96 | Yes | No | Limited | Limited
Convion | 250 | Peak Shaving | 45.86 | 6.42 | 23.5 | 4.9 | 4.19 | 20 | 90 | 115.6 | Limited | 49 | Good | 0.98 | Yes | No | Limited | Limited
Convion | 250 | Backup Power | 45.86 | 6.42 | 23.5 | 4.9 | 4.19 | 20 | 80 | 115.6 | Limited | 32 | Limited | 0.95 | Yes | No | Limited | Limited
Convion | 250 | CHP Mode | 45.86 | 6.42 | 23.5 | 4.9 | 4.19 | 20 | 85 | 115.6 | Limited | 20 | Excellent | 1.02 | Yes | No | Limited | Limited
Convion | 300 | Base Load | 38.74 | 5.37 | 17.6 | 4.06 | 6.93 | 20 | 100 | 47.1 | Limited | 41 | Excellent | 1 | Yes | No | Limited | Yes
Convion | 300 | Load Following | 38.74 | 5.37 | 17.6 | 4.06 | 6.93 | 20 | 75 | 47.1 | Limited | 46 | Moderate | 0.96 | Yes | No | Limited | Yes
Convion | 300 | Peak Shaving | 38.74 | 5.37 | 17.6 | 4.06 | 6.93 | 20 | 90 | 47.1 | Limited | 47 | Good | 0.98 | Yes | No | Limited | Yes
Convion | 300 | Backup Power | 38.74 | 5.37 | 17.6 | 4.06 | 6.93 | 20 | 80 | 47.1 | Limited | 48 | Limited | 0.95 | Yes | No | Limited | Yes
Convion | 300 | CHP Mode | 38.74 | 5.37 | 17.6 | 4.06 | 6.93 | 20 | 85 | 47.1 | Limited | 30 | Excellent | 1.02 | Yes | No | Limited | Yes
Convion | 500 | Base Load | 49.55 | 6.03 | 20.7 | 3.69 | 6.01 | 20 | 100 | 52.3 | Limited | 35 | Excellent | 1 | Yes | Yes (with battery) | Yes | Yes
Convion | 500 | Load Following | 49.55 | 6.03 | 20.7 | 3.69 | 6.01 | 20 | 75 | 52.3 | Limited | 36 | Moderate | 0.96 | Yes | Yes (with battery) | Yes | Yes
Convion | 500 | Peak Shaving | 49.55 | 6.03 | 20.7 | 3.69 | 6.01 | 20 | 90 | 52.3 | Limited | 16 | Good | 0.98 | Yes | Yes (with battery) | Yes | Yes
Convion | 500 | Backup Power | 49.55 | 6.03 | 20.7 | 3.69 | 6.01 | 20 | 80 | 52.3 | Limited | 32 | Limited | 0.95 | Yes | Yes (with battery) | Yes | Yes
Convion | 500 | CHP Mode | 49.55 | 6.03 | 20.7 | 3.69 | 6.01 | 20 | 85 | 52.3 | Limited | 40 | Excellent | 1.02 | Yes | Yes (with battery) | Yes | Yes
Convion | 1000 | Base Load | 39.98 | 3.05 | 15.3 | 3.39 | 6.74 | 20 | 100 | 50.6 | Limited | 35 | Excellent | 1 | Yes | Yes (with battery) | Yes | Yes
Convion | 1000 | Load Following | 39.98 | 3.05 | 15.3 | 3.39 | 6.74 | 20 | 75 | 50.6 | Limited | 18 | Moderate | 0.96 | Yes | Yes (with battery) | Yes | Yes
Convion | 1000 | Peak Shaving | 39.98 | 3.05 | 15.3 | 3.39 | 6.74 | 20 | 90 | 50.6 | Limited | 22 | Good | 0.98 | Yes | Yes (with battery) | Yes | Yes
Convion | 1000 | Backup Power | 39.98 | 3.05 | 15.3 | 3.39 | 6.74 | 20 | 80 | 50.6 | Limited | 43 | Moderate | 0.95 | Yes | Yes (with battery) | Yes | Yes
Convion | 1000 | CHP Mode | 39.98 | 3.05 | 15.3 | 3.39 | 6.74 | 20 | 85 | 50.6 | Limited | 39 | Excellent | 1.02 | Yes | Yes (with battery) | Yes | Yes
Convion | 1500 | Base Load | 31.91 | 4.71 | 16 | 3.7 | 5.82 | 20 | 100 | 40.7 | Limited | 21 | Excellent | 1 | Yes | Yes (with battery) | Yes | Yes
Convion | 1500 | Load Following | 31.91 | 4.71 | 16 | 3.7 | 5.82 | 20 | 75 | 40.7 | Limited | 25 | Moderate | 0.96 | Yes | Yes (with battery) | Yes | Yes
Convion | 1500 | Peak Shaving | 31.91 | 4.71 | 16 | 3.7 | 5.82 | 20 | 90 | 40.7 | Limited | 46 | Good | 0.98 | Yes | Yes (with battery) | Yes | Yes
Convion | 1500 | Backup Power | 31.91 | 4.71 | 16 | 3.7 | 5.82 | 20 | 80 | 40.7 | Limited | 49 | Moderate | 0.95 | Yes | Yes (with battery) | Yes | Yes
Convion | 1500 | CHP Mode | 31.91 | 4.71 | 16 | 3.7 | 5.82 | 20 | 85 | 40.7 | Limited | 11 | Excellent | 1.02 | Yes | Yes (with battery) | Yes | Yes
Convion | 2000 | Base Load | 45.22 | 4.49 | 28.7 | 4.39 | 6.71 | 20 | 100 | 115.6 | Limited | 33 | Excellent | 1 | Yes | Yes (with battery) | Yes | Yes
Convion | 2000 | Load Following | 45.22 | 4.49 | 28.7 | 4.39 | 6.71 | 20 | 75 | 115.6 | Limited | 24 | Moderate | 0.96 | Yes | Yes (with battery) | Yes | Yes
Convion | 2000 | Peak Shaving | 45.22 | 4.49 | 28.7 | 4.39 | 6.71 | 20 | 90 | 115.6 | Limited | 41 | Good | 0.98 | Yes | Yes (with battery) | Yes | Yes
Convion | 2000 | Backup Power | 45.22 | 4.49 | 28.7 | 4.39 | 6.71 | 20 | 80 | 115.6 | Limited | 20 | Moderate | 0.95 | Yes | Yes (with battery) | Yes | Yes
Convion | 2000 | CHP Mode | 45.22 | 4.49 | 28.7 | 4.39 | 6.71 | 20 | 85 | 115.6 | Limited | 32 | Excellent | 1.02 | Yes | Yes (with battery) | Yes | Yes
SOLIDpower | 100 | Base Load | 37.17 | 5.63 | 23.4 | 2.98 | 6.71 | 20 | 100 | 39.2 | Limited | 30 | Excellent | 1 | Yes | No | Limited | Limited
SOLIDpower | 100 | Load Following | 37.17 | 5.63 | 23.4 | 2.98 | 6.71 | 20 | 75 | 39.2 | Limited | 18 | Moderate | 0.96 | Yes | No | Limited | Limited
SOLIDpower | 100 | Peak Shaving | 37.17 | 5.63 | 23.4 | 2.98 | 6.71 | 20 | 90 | 39.2 | Limited | 11 | Good | 0.98 | Yes | No | Limited | Limited
SOLIDpower | 100 | Backup Power | 37.17 | 5.63 | 23.4 | 2.98 | 6.71 | 20 | 80 | 39.2 | Limited | 11 | Limited | 0.95 | Yes | No | Limited | Limited
SOLIDpower | 100 | CHP Mode | 37.17 | 5.63 | 23.4 | 2.98 | 6.71 | 20 | 85 | 39.2 | Limited | 17 | Excellent | 1.02 | Yes | No | Limited | Limited
SOLIDpower | 200 | Base Load | 47.34 | 4.13 | 48.3 | 3.95 | 5.03 | 20 | 100 | 82.2 | Limited | 30 | Excellent | 1 | Yes | No | Limited | Limited
SOLIDpower | 200 | Load Following | 47.34 | 4.13 | 48.3 | 3.95 | 5.03 | 20 | 75 | 82.2 | Limited | 40 | Moderate | 0.96 | Yes | No | Limited | Limited
SOLIDpower | 200 | Peak Shaving | 47.34 | 4.13 | 48.3 | 3.95 | 5.03 | 20 | 90 | 82.2 | Limited | 21 | Good | 0.98 | Yes | No | Limited | Limited
SOLIDpower | 200 | Backup Power | 47.34 | 4.13 | 48.3 | 3.95 | 5.03 | 20 | 80 | 82.2 | Limited | 24 | Moderate | 0.95 | Yes | No | Limited | Limited
SOLIDpower | 200 | CHP Mode | 47.34 | 4.13 | 48.3 | 3.95 | 5.03 | 20 | 85 | 82.2 | Limited | 45 | Excellent | 1.02 | Yes | No | Limited | Limited
SOLIDpower | 250 | Base Load | 48.93 | 6.57 | 29.7 | 4.45 | 5.17 | 20 | 100 | 74.8 | Limited | 18 | Excellent | 1 | Yes | No | Limited | Limited
SOLIDpower | 250 | Load Following | 48.93 | 6.57 | 29.7 | 4.45 | 5.17 | 20 | 75 | 74.8 | Limited | 33 | Moderate | 0.96 | Yes | No | Limited | Limited
SOLIDpower | 250 | Peak Shaving | 48.93 | 6.57 | 29.7 | 4.45 | 5.17 | 20 | 90 | 74.8 | Limited | 17 | Good | 0.98 | Yes | No | Limited | Limited
SOLIDpower | 250 | Backup Power | 48.93 | 6.57 | 29.7 | 4.45 | 5.17 | 20 | 80 | 74.8 | Limited | 23 | Limited | 0.95 | Yes | No | Limited | Limited
SOLIDpower | 250 | CHP Mode | 48.93 | 6.57 | 29.7 | 4.45 | 5.17 | 20 | 85 | 74.8 | Limited | 44 | Excellent | 1.02 | Yes | No | Limited | Limited
SOLIDpower | 300 | Base Load | 34.14 | 3.28 | 17.4 | 4.85 | 5.27 | 20 | 100 | 66.8 | Limited | 42 | Excellent | 1 | Yes | No | Limited | Yes
SOLIDpower | 300 | Load Following | 34.14 | 3.28 | 17.4 | 4.85 | 5.27 | 20 | 75 | 66.8 | Limited | 43 | Moderate | 0.96 | Yes | No | Limited | Yes
SOLIDpower | 300 | Peak Shaving | 34.14 | 3.28 | 17.4 | 4.85 | 5.27 | 20 | 90 | 66.8 | Limited | 23 | Good | 0.98 | Yes | No | Limited | Yes
SOLIDpower | 300 | Backup Power | 34.14 | 3.28 | 17.4 | 4.85 | 5.27 | 20 | 80 | 66.8 | Limited | 37 | Moderate | 0.95 | Yes | No | Limited | Yes
SOLIDpower | 300 | CHP Mode | 34.14 | 3.28 | 17.4 | 4.85 | 5.27 | 20 | 85 | 66.8 | Limited | 40 | Excellent | 1.02 | Yes | No | Limited | Yes
SOLIDpower | 500 | Base Load | 43.09 | 3.61 | 45.7 | 3.85 | 4.49 | 20 | 100 | 68.3 | Limited | 11 | Excellent | 1 | Yes | Yes (with battery) | Yes | Yes
SOLIDpower | 500 | Load Following | 43.09 | 3.61 | 45.7 | 3.85 | 4.49 | 20 | 75 | 68.3 | Limited | 15 | Moderate | 0.96 | Yes | Yes (with battery) | Yes | Yes
SOLIDpower | 500 | Peak Shaving | 43.09 | 3.61 | 45.7 | 3.85 | 4.49 | 20 | 90 | 68.3 | Limited | 40 | Good | 0.98 | Yes | Yes (with battery) | Yes | Yes
SOLIDpower | 500 | Backup Power | 43.09 | 3.61 | 45.7 | 3.85 | 4.49 | 20 | 80 | 68.3 | Limited | 10 | Moderate | 0.95 | Yes | Yes (with battery) | Yes | Yes
SOLIDpower | 500 | CHP Mode | 43.09 | 3.61 | 45.7 | 3.85 | 4.49 | 20 | 85 | 68.3 | Limited | 26 | Excellent | 1.02 | Yes | Yes (with battery) | Yes | Yes
SOLIDpower | 1000 | Base Load | 40.45 | 3.22 | 49.1 | 3.07 | 4.56 | 20 | 100 | 57.4 | Limited | 19 | Excellent | 1 | Yes | Yes (with battery) | Yes | Yes
SOLIDpower | 1000 | Load Following | 40.45 | 3.22 | 49.1 | 3.07 | 4.56 | 20 | 75 | 57.4 | Limited | 10 | Moderate | 0.96 | Yes | Yes (with battery) | Yes | Yes
SOLIDpower | 1000 | Peak Shaving | 40.45 | 3.22 | 49.1 | 3.07 | 4.56 | 20 | 90 | 57.4 | Limited | 39 | Good | 0.98 | Yes | Yes (with battery) | Yes | Yes
SOLIDpower | 1000 | Backup Power | 40.45 | 3.22 | 49.1 | 3.07 | 4.56 | 20 | 80 | 57.4 | Limited | 48 | Moderate | 0.95 | Yes | Yes (with battery) | Yes | Yes
SOLIDpower | 1000 | CHP Mode | 40.45 | 3.22 | 49.1 | 3.07 | 4.56 | 20 | 85 | 57.4 | Limited | 18 | Excellent | 1.02 | Yes | Yes (with battery) | Yes | Yes
SOLIDpower | 1500 | Base Load | 43.26 | 5.97 | 44.7 | 3.56 | 4.56 | 20 | 100 | 59.3 | Limited | 38 | Excellent | 1 | Yes | Yes (with battery) | Yes | Yes
SOLIDpower | 1500 | Load Following | 43.26 | 5.97 | 44.7 | 3.56 | 4.56 | 20 | 75 | 59.3 | Limited | 42 | Moderate | 0.96 | Yes | Yes (with battery) | Yes | Yes
SOLIDpower | 1500 | Peak Shaving | 43.26 | 5.97 | 44.7 | 3.56 | 4.56 | 20 | 90 | 59.3 | Limited | 17 | Good | 0.98 | Yes | Yes (with battery) | Yes | Yes
SOLIDpower | 1500 | Backup Power | 43.26 | 5.97 | 44.7 | 3.56 | 4.56 | 20 | 80 | 59.3 | Limited | 24 | Limited | 0.95 | Yes | Yes (with battery) | Yes | Yes
SOLIDpower | 1500 | CHP Mode | 43.26 | 5.97 | 44.7 | 3.56 | 4.56 | 20 | 85 | 59.3 | Limited | 46 | Excellent | 1.02 | Yes | Yes (with battery) | Yes | Yes
SOLIDpower | 2000 | Base Load | 46.13 | 6.94 | 41.4 | 3.48 | 5.57 | 20 | 100 | 89.5 | Limited | 13 | Excellent | 1 | Yes | Yes (with battery) | Yes | Yes
SOLIDpower | 2000 | Load Following | 46.13 | 6.94 | 41.4 | 3.48 | 5.57 | 20 | 75 | 89.5 | Limited | 31 | Moderate | 0.96 | Yes | Yes (with battery) | Yes | Yes
SOLIDpower | 2000 | Peak Shaving | 46.13 | 6.94 | 41.4 | 3.48 | 5.57 | 20 | 90 | 89.5 | Limited | 38 | Good | 0.98 | Yes | Yes (with battery) | Yes | Yes
SOLIDpower | 2000 | Backup Power | 46.13 | 6.94 | 41.4 | 3.48 | 5.57 | 20 | 80 | 89.5 | Limited | 16 | Limited | 0.95 | Yes | Yes (with battery) | Yes | Yes
SOLIDpower | 2000 | CHP Mode | 46.13 | 6.94 | 41.4 | 3.48 | 5.57 | 20 | 85 | 89.5 | Limited | 41 | Excellent | 1.02 | Yes | Yes (with battery) | Yes | Yes

## Degradation
Manufacturer | Operating_Hours | Operating_Years | Cell_Voltage_Retention_pct | Power_Output_Retention_pct | Efficiency_Retention_pct | Degradation_Rate_Current_pct_per_1000h | Estimated_Remaining_Life_hours | Recommended_Maintenance_Action | End_of_Life_Criteria_Met
Bloom Energy | 0 | 0 | 100.28 | 100.05 | 99.52 | 0.15 | 80000 | None | No
Bloom Energy | 1000 | 0.11 | 100.25 | 100.35 | 100.17 | 0.15 | 79000 | None | No
Bloom Energy | 5000 | 0.57 | 99.27 | 98.85 | 98.93 | 0.15 | 75000 | None | No
Bloom Energy | 10000 | 1.14 | 98.58 | 99.19 | 99.55 | 0.15 | 70000 | Inspection | No
Bloom Energy | 20000 | 2.28 | 97.91 | 97.71 | 99.08 | 0.1 | 60000 | Inspection | No
Bloom Energy | 30000 | 3.42 | 96.96 | 96.64 | 98.45 | 0.1 | 50000 | Inspection | No
Bloom Energy | 40000 | 4.57 | 95.23 | 96.22 | 97.36 | 0.1 | 40000 | Performance monitoring | No
Bloom Energy | 50000 | 5.71 | 93.89 | 95.58 | 97.53 | 0.1 | 30000 | Performance monitoring | No
Bloom Energy | 60000 | 6.85 | 93.82 | 94.19 | 96.03 | 0.1 | 20000 | Consider stack replacement | No
Bloom Energy | 70000 | 7.99 | 92.46 | 93.48 | 96.09 | 0.1 | 10000 | Consider stack replacement | No
Bloom Energy | 80000 | 9.13 | 91.14 | 93.07 | 95.73 | 0.1 | 0 | Consider stack replacement | No
Siemens Energy | 0 | 0 | 100.23 | 100.39 | 99.7 | 0.18 | 80000 | None | No
Siemens Energy | 1000 | 0.11 | 99.92 | 100.5 | 100.46 | 0.18 | 79000 | None | No
Siemens Energy | 5000 | 0.57 | 99.12 | 99.07 | 99.63 | 0.18 | 75000 | None | No
Siemens Energy | 10000 | 1.14 | 98.44 | 99.18 | 98.86 | 0.12 | 70000 | Inspection | No
Siemens Energy | 20000 | 2.28 | 96.98 | 96.85 | 98.26 | 0.12 | 60000 | Inspection | No
Siemens Energy | 30000 | 3.42 | 96.11 | 96.73 | 97.77 | 0.12 | 50000 | Inspection | No
Siemens Energy | 40000 | 4.57 | 95.11 | 95.8 | 97.94 | 0.12 | 40000 | Performance monitoring | No
Siemens Energy | 50000 | 5.71 | 93.55 | 93.85 | 96.46 | 0.12 | 30000 | Performance monitoring | No
Siemens Energy | 60000 | 6.85 | 91.77 | 93.71 | 95.71 | 0.12 | 20000 | Consider stack replacement | No
Siemens Energy | 70000 | 7.99 | 91.73 | 91.57 | 95.35 | 0.12 | 10000 | Consider stack replacement | No
Siemens Energy | 80000 | 9.13 | 89.84 | 90.58 | 95.24 | 0.12 | 0 | Consider stack replacement | No
FuelCell Energy | 0 | 0 | 100.91 | 99.67 | 99.87 | 0.2 | 80000 | None | No
FuelCell Energy | 1000 | 0.11 | 99.72 | 100.09 | 99.85 | 0.2 | 79000 | None | No
FuelCell Energy | 5000 | 0.57 | 99.69 | 99.67 | 99.14 | 0.2 | 75000 | None | No
FuelCell Energy | 10000 | 1.14 | 98.47 | 99.15 | 98.96 | 0.13 | 70000 | Inspection | No
FuelCell Energy | 20000 | 2.28 | 96.76 | 96.95 | 98.3 | 0.13 | 60000 | Inspection | No
FuelCell Energy | 30000 | 3.42 | 94.78 | 95.38 | 97.83 | 0.13 | 50000 | Inspection | No
FuelCell Energy | 40000 | 4.57 | 95.07 | 94.57 | 96.96 | 0.13 | 40000 | Performance monitoring | No
FuelCell Energy | 50000 | 5.71 | 93.86 | 93.15 | 96.01 | 0.13 | 30000 | Performance monitoring | No
FuelCell Energy | 60000 | 6.85 | 91.3 | 92.21 | 95.33 | 0.13 | 20000 | Consider stack replacement | No
FuelCell Energy | 70000 | 7.99 | 90.35 | 91.84 | 94.82 | 0.13 | 10000 | Consider stack replacement | No
FuelCell Energy | 80000 | 9.13 | 89.15 | 90.4 | 94.53 | 0.13 | 0 | Consider stack replacement | No
Ceres Power | 0 | 0 | 100.09 | 100.1 | 99.76 | 0.2 | 80000 | None | No
Ceres Power | 1000 | 0.11 | 100.55 | 100.44 | 100.26 | 0.2 | 79000 | None | No
Ceres Power | 5000 | 0.57 | 99.51 | 98.31 | 99.78 | 0.2 | 75000 | None | No
Ceres Power | 10000 | 1.14 | 98.54 | 97.62 | 99.04 | 0.13 | 70000 | Inspection | No
Ceres Power | 20000 | 2.28 | 97.05 | 98.05 | 98.67 | 0.13 | 60000 | Inspection | No
Ceres Power | 30000 | 3.42 | 95.18 | 96.9 | 97.82 | 0.13 | 50000 | Inspection | No
Ceres Power | 40000 | 4.57 | 94.18 | 94.72 | 96.67 | 0.13 | 40000 | Performance monitoring | No
Ceres Power | 50000 | 5.71 | 92.96 | 93.96 | 96.39 | 0.13 | 30000 | Performance monitoring | No
Ceres Power | 60000 | 6.85 | 91.92 | 92.11 | 95.81 | 0.13 | 20000 | Consider stack replacement | No
Ceres Power | 70000 | 7.99 | 90.57 | 91.46 | 94.72 | 0.13 | 10000 | Consider stack replacement | No
Ceres Power | 80000 | 9.13 | 88.89 | 91.04 | 94.41 | 0.13 | 0 | Consider stack replacement | No
Mitsubishi Power | 0 | 0 | 100.01 | 99.96 | 100.47 | 0.16 | 80000 | None | No
Mitsubishi Power | 1000 | 0.11 | 100.49 | 100.26 | 99.63 | 0.16 | 79000 | None | No
Mitsubishi Power | 5000 | 0.57 | 99.38 | 99.56 | 99.39 | 0.16 | 75000 | None | No
Mitsubishi Power | 10000 | 1.14 | 98.01 | 99.46 | 99.13 | 0.11 | 70000 | Inspection | No
Mitsubishi Power | 20000 | 2.28 | 98.16 | 98.11 | 98.8 | 0.11 | 60000 | Inspection | No
Mitsubishi Power | 30000 | 3.42 | 96.48 | 95.92 | 98.19 | 0.11 | 50000 | Inspection | No
Mitsubishi Power | 40000 | 4.57 | 95.86 | 95.98 | 97.62 | 0.11 | 40000 | Performance monitoring | No
Mitsubishi Power | 50000 | 5.71 | 94.91 | 94.55 | 96.84 | 0.11 | 30000 | Performance monitoring | No
Mitsubishi Power | 60000 | 6.85 | 93.03 | 94.04 | 95.96 | 0.11 | 20000 | Consider stack replacement | No
Mitsubishi Power | 70000 | 7.99 | 91.99 | 93.07 | 95.84 | 0.11 | 10000 | Consider stack replacement | No
Mitsubishi Power | 80000 | 9.13 | 91.3 | 92 | 96.02 | 0.11 | 0 | Consider stack replacement | No
Convion | 0 | 0 | 99.62 | 100.42 | 99.69 | 0.2 | 80000 | None | No
Convion | 1000 | 0.11 | 98.99 | 98.8 | 100.06 | 0.2 | 79000 | None | No
Convion | 5000 | 0.57 | 99.09 | 98.86 | 98.97 | 0.2 | 75000 | None | No
Convion | 10000 | 1.14 | 97.86 | 98.39 | 99.34 | 0.13 | 70000 | Inspection | No
Convion | 20000 | 2.28 | 96.9 | 97.35 | 98.34 | 0.13 | 60000 | Inspection | No
Convion | 30000 | 3.42 | 96.48 | 95.54 | 97.6 | 0.13 | 50000 | Inspection | No
Convion | 40000 | 4.57 | 94.06 | 95.15 | 96.84 | 0.13 | 40000 | Performance monitoring | No
Convion | 50000 | 5.71 | 93.08 | 93.79 | 96.3 | 0.13 | 30000 | Performance monitoring | No
Convion | 60000 | 6.85 | 91.87 | 92.04 | 95.52 | 0.13 | 20000 | Consider stack replacement | No
Convion | 70000 | 7.99 | 90.46 | 90.54 | 94.56 | 0.13 | 10000 | Consider stack replacement | No
Convion | 80000 | 9.13 | 89.38 | 90.72 | 94.41 | 0.13 | 0 | Consider stack replacement | No
SOLIDpower | 0 | 0 | 99.67 | 100.5 | 99.66 | 0.2 | 80000 | None | No
SOLIDpower | 1000 | 0.11 | 99.12 | 100.17 | 99.9 | 0.2 | 79000 | None | No
SOLIDpower | 5000 | 0.57 | 99.53 | 98.03 | 99.08 | 0.2 | 75000 | None | No
SOLIDpower | 10000 | 1.14 | 98.22 | 98.6 | 99.36 | 0.13 | 70000 | Inspection | No
SOLIDpower | 20000 | 2.28 | 97 | 97.3 | 98.34 | 0.13 | 60000 | Inspection | No
SOLIDpower | 30000 | 3.42 | 96.41 | 95.5 | 97.91 | 0.13 | 50000 | Inspection | No
SOLIDpower | 40000 | 4.57 | 93.82 | 95.15 | 96.84 | 0.13 | 40000 | Performance monitoring | No
SOLIDpower | 50000 | 5.71 | 93.38 | 93.77 | 97.03 | 0.13 | 30000 | Performance monitoring | No
SOLIDpower | 60000 | 6.85 | 91.57 | 92.75 | 95.62 | 0.13 | 20000 | Consider stack replacement | No
SOLIDpower | 70000 | 7.99 | 90.27 | 91.42 | 94.75 | 0.13 | 10000 | Consider stack replacement | No
SOLIDpower | 80000 | 9.13 | 88.4 | 90.5 | 94.51 | 0.13 | 0 | Consider stack replacement | No

## Nigeria Adaptations
Location | Fuel_Source | Average_Temperature_C | Average_Humidity_pct | Fuel_Availability_pct | Fuel_Quality_Rating | Typical_Sulfur_Content_ppm | Corrosion_Risk_Level | Cooling_Requirements | Performance_Derating_Factor | Additional_Maintenance_Factor | Recommended_BOP_Enhancements | Grid_Stability_Score | Estimated_Grid_Outages_per_month | Suitability_for_Island_Operation | Local_Technical_Support_Availability
Lagos (Coastal, High humidity) | Pipeline Natural Gas (Nigerian Gas) | 27.4 | 74.4 | 85 | Good | 7.8 | High | Enhanced | 0.988 | 1.024 | Humidity control, Corrosion protection | 5 | 26 | Beneficial | Moderate
Lagos (Coastal, High humidity) | Associated Petroleum Gas (APG) | 28.6 | 80.8 | 40 | Variable | 154.5 | High | Enhanced | 0.9721 | 1.056 | Humidity control, Corrosion protection | 4 | 15 | Essential | Moderate
Lagos (Coastal, High humidity) | LPG (Domestic) | 28.5 | 87.4 | 90 | Good | 28.9 | High | Enhanced | 0.9726 | 1.055 | Humidity control, Corrosion protection | 7 | 30 | Beneficial | Moderate
Lagos (Coastal, High humidity) | Bio-methane (Municipal Waste) | 31.6 | 78.8 | 70 | Variable | 147.7 | High | Enhanced | 0.967 | 1.066 | Humidity control, Corrosion protection | 3 | 16 | Beneficial | Moderate
Lagos (Coastal, High humidity) | Bio-methane (Agricultural Waste) | 31.4 | 74.1 | 70 | Variable | 90.9 | High | Enhanced | 0.9681 | 1.064 | Humidity control, Corrosion protection | 7 | 33 | Essential | Moderate
Abuja (Central, Moderate climate) | Pipeline Natural Gas (Nigerian Gas) | 29.1 | 53.5 | 60 | Good | 4.4 | Moderate | Standard | 0.9793 | 1.041 | Standard package | 7 | 28 | Essential | Moderate
Abuja (Central, Moderate climate) | Associated Petroleum Gas (APG) | 25.5 | 40.2 | 40 | Variable | 158.5 | Moderate | Standard | 0.9974 | 1.005 | Standard package | 3 | 23 | Essential | Moderate
Abuja (Central, Moderate climate) | LPG (Domestic) | 25.2 | 42.5 | 90 | Good | 18.6 | Moderate | Standard | 0.9989 | 1.002 | Standard package | 7 | 15 | Essential | Moderate
Abuja (Central, Moderate climate) | Bio-methane (Municipal Waste) | 29.3 | 49.3 | 50 | Variable | 39.1 | Moderate | Standard | 0.9785 | 1.043 | Standard package | 3 | 34 | Essential | Moderate
Abuja (Central, Moderate climate) | Bio-methane (Agricultural Waste) | 25.2 | 41.3 | 50 | Variable | 135.3 | Moderate | Standard | 0.9989 | 1.002 | Standard package | 6 | 15 | Essential | Moderate
Kano (Northern, Hot-dry) | Pipeline Natural Gas (Nigerian Gas) | 36.5 | 25.9 | 60 | Good | 7.9 | Low | Enhanced | 0.9426 | 1.115 | Enhanced cooling, Dust filtration | 4 | 21 | Essential | Limited
Kano (Northern, Hot-dry) | Associated Petroleum Gas (APG) | 32.3 | 34.9 | 40 | Variable | 133.9 | Low | Enhanced | 0.9633 | 1.073 | Enhanced cooling, Dust filtration | 7 | 23 | Beneficial | Limited
Kano (Northern, Hot-dry) | LPG (Domestic) | 35.3 | 27.2 | 90 | Good | 31.2 | Low | Enhanced | 0.9485 | 1.103 | Enhanced cooling, Dust filtration | 6 | 23 | Essential | Limited
Kano (Northern, Hot-dry) | Bio-methane (Municipal Waste) | 34.6 | 29.2 | 70 | Variable | 31 | Low | Enhanced | 0.9522 | 1.096 | Enhanced cooling, Dust filtration | 5 | 34 | Essential | Limited
Kano (Northern, Hot-dry) | Bio-methane (Agricultural Waste) | 31.7 | 27.6 | 70 | Variable | 41.4 | Low | Enhanced | 0.9663 | 1.067 | Enhanced cooling, Dust filtration | 3 | 27 | Beneficial | Limited
Port Harcourt (Niger Delta, High humidity) | Pipeline Natural Gas (Nigerian Gas) | 29.3 | 80.4 | 85 | Good | 4.1 | High | Enhanced | 0.9686 | 1.063 | Humidity control, Corrosion protection | 4 | 32 | Beneficial | Limited
Port Harcourt (Niger Delta, High humidity) | Associated Petroleum Gas (APG) | 27.2 | 84.3 | 95 | Variable | 108 | High | Enhanced | 0.9788 | 1.042 | Humidity control, Corrosion protection | 6 | 15 | Essential | Limited
Port Harcourt (Niger Delta, High humidity) | LPG (Domestic) | 30.5 | 88.2 | 90 | Good | 32.8 | High | Enhanced | 0.9625 | 1.075 | Humidity control, Corrosion protection | 5 | 22 | Essential | Limited
Port Harcourt (Niger Delta, High humidity) | Bio-methane (Municipal Waste) | 31.1 | 80.8 | 50 | Variable | 121 | High | Enhanced | 0.9594 | 1.081 | Humidity control, Corrosion protection | 6 | 24 | Essential | Limited
Port Harcourt (Niger Delta, High humidity) | Bio-methane (Agricultural Waste) | 27.6 | 74 | 50 | Variable | 67.7 | High | Enhanced | 0.9869 | 1.026 | Humidity control, Corrosion protection | 7 | 16 | Beneficial | Limited
Kaduna (Northern, Moderate) | Pipeline Natural Gas (Nigerian Gas) | 29.4 | 50.1 | 60 | Good | 3.1 | Moderate | Standard | 0.9778 | 1.044 | Standard package | 3 | 27 | Beneficial | Limited
Kaduna (Northern, Moderate) | Associated Petroleum Gas (APG) | 26.7 | 49 | 40 | Variable | 193.8 | Moderate | Standard | 0.9917 | 1.017 | Standard package | 3 | 18 | Essential | Limited
Kaduna (Northern, Moderate) | LPG (Domestic) | 25.6 | 58.8 | 90 | Good | 29.1 | Moderate | Standard | 0.9971 | 1.006 | Standard package | 3 | 25 | Essential | Limited
Kaduna (Northern, Moderate) | Bio-methane (Municipal Waste) | 26.8 | 45.6 | 50 | Variable | 108.6 | Moderate | Standard | 0.9911 | 1.018 | Standard package | 4 | 29 | Essential | Limited
Kaduna (Northern, Moderate) | Bio-methane (Agricultural Waste) | 28.7 | 55.2 | 50 | Variable | 52.5 | Moderate | Standard | 0.9817 | 1.037 | Standard package | 6 | 33 | Essential | Limited
Ibadan (Southwest, Moderate humidity) | Pipeline Natural Gas (Nigerian Gas) | 24.9 | 44.3 | 60 | Good | 4.8 | Moderate | Standard | 1 | 1 | Standard package | 7 | 36 | Beneficial | Limited
Ibadan (Southwest, Moderate humidity) | Associated Petroleum Gas (APG) | 27.3 | 40.8 | 40 | Variable | 150 | Moderate | Standard | 0.9883 | 1.023 | Standard package | 3 | 36 | Essential | Limited
Ibadan (Southwest, Moderate humidity) | LPG (Domestic) | 26 | 58 | 90 | Good | 39.9 | Moderate | Standard | 0.9952 | 1.01 | Standard package | 4 | 35 | Beneficial | Limited
Ibadan (Southwest, Moderate humidity) | Bio-methane (Municipal Waste) | 27.5 | 41.3 | 50 | Variable | 41.4 | Moderate | Standard | 0.9877 | 1.025 | Standard package | 6 | 37 | Essential | Limited
Ibadan (Southwest, Moderate humidity) | Bio-methane (Agricultural Waste) | 28.8 | 53.5 | 50 | Variable | 30.7 | Moderate | Standard | 0.981 | 1.038 | Standard package | 5 | 17 | Beneficial | Limited
Benin City (South, High humidity) | Pipeline Natural Gas (Nigerian Gas) | 28.5 | 72.6 | 60 | Good | 2.1 | High | Enhanced | 0.9827 | 1.035 | Humidity control, Corrosion protection | 5 | 35 | Beneficial | Limited
Benin City (South, High humidity) | Associated Petroleum Gas (APG) | 26.1 | 71.6 | 40 | Variable | 96.8 | High | Enhanced | 0.9946 | 1.011 | Humidity control, Corrosion protection | 4 | 31 | Beneficial | Limited
Benin City (South, High humidity) | LPG (Domestic) | 26.8 | 80.2 | 90 | Good | 10.2 | High | Enhanced | 0.981 | 1.038 | Humidity control, Corrosion protection | 5 | 28 | Essential | Limited
Benin City (South, High humidity) | Bio-methane (Municipal Waste) | 29.5 | 81.6 | 50 | Variable | 148.9 | High | Enhanced | 0.9674 | 1.065 | Humidity control, Corrosion protection | 5 | 23 | Essential | Limited
Benin City (South, High humidity) | Bio-methane (Agricultural Waste) | 28.3 | 74.6 | 50 | Variable | 101.6 | High | Enhanced | 0.9833 | 1.033 | Humidity control, Corrosion protection | 5 | 37 | Beneficial | Limited
Maiduguri (Northeast, Hot-dry) | Pipeline Natural Gas (Nigerian Gas) | 33.3 | 19.2 | 60 | Good | 8 | Low | Enhanced | 0.9586 | 1.083 | Enhanced cooling, Dust filtration | 6 | 24 | Essential | Limited
Maiduguri (Northeast, Hot-dry) | Associated Petroleum Gas (APG) | 32.6 | 33.8 | 40 | Variable | 125.6 | Low | Enhanced | 0.9619 | 1.076 | Enhanced cooling, Dust filtration | 5 | 34 | Beneficial | Limited
Maiduguri (Northeast, Hot-dry) | LPG (Domestic) | 36.6 | 17.2 | 90 | Good | 37.8 | Low | Enhanced | 0.9418 | 1.116 | Enhanced cooling, Dust filtration | 6 | 25 | Essential | Limited
Maiduguri (Northeast, Hot-dry) | Bio-methane (Municipal Waste) | 35 | 28 | 50 | Variable | 63 | Low | Enhanced | 0.9501 | 1.1 | Enhanced cooling, Dust filtration | 5 | 32 | Essential | Limited
Maiduguri (Northeast, Hot-dry) | Bio-methane (Agricultural Waste) | 32.1 | 19.1 | 50 | Variable | 35.1 | Low | Enhanced | 0.9643 | 1.071 | Enhanced cooling, Dust filtration | 4 | 30 | Essential | Limited

## System Sizing
Application_Type | Peak_Load_kW | Average_Load_kW | Load_Factor | Daily_Load_Variation | Heat_Demand_Level | Recommended_SOFC_Size_BaseLoad_kW | Recommended_SOFC_Size_PeakShave_kW | Recommended_SOFC_Size_Backup_kW | Number_of_Units_100kW | Number_of_Units_250kW | Number_of_Units_500kW | Estimated_Footprint_m2 | Estimated_Volume_m3 | CHP_Suitability | Annual_Operating_Hours | Annual_Energy_Demand_MWh | Critical_Load_Percentage
Residential Complex (500 homes) | 867.9 | 347.2 | 0.4 | High | Medium | 381.9 | 607.5 | 520.7 | 4 | 2 | 1 | 2.4 | 1 | Good | 3504 | 3041.1 | 30.6
Commercial Building (50,000 m²) | 2279.1 | 1139.6 | 0.5 | Medium | Low-Medium | 1253.5 | 1595.4 | 1367.5 | 13 | 6 | 3 | 7.8 | 3.1 | Limited | 4380 | 9982.5 | 48.3
Industrial Facility (Light) | 3049.5 | 2134.6 | 0.7 | Low | High | 2348.1 | 2134.6 | 1829.7 | 24 | 10 | 5 | 14.7 | 5.9 | Excellent | 6132 | 18699.3 | 55.1
Industrial Facility (Heavy) | 9014.1 | 7211.2 | 0.8 | Very Low | Very High | 7932.4 | 6309.8 | 5408.4 | 80 | 32 | 16 | 49.6 | 19.8 | Excellent | 7008 | 63170.5 | 58.8
Hospital/Healthcare | 1535.9 | 1075.2 | 0.7 | Low | High | 1182.7 | 1075.2 | 921.6 | 12 | 5 | 3 | 7.4 | 3 | Excellent | 6132 | 9418.4 | 64.7
Data Center | 4205.7 | 3785.1 | 0.9 | Very Low | Low | 4163.6 | 2944 | 2523.4 | 42 | 17 | 9 | 26 | 10.4 | Limited | 7884 | 33157.4 | 54.6
University Campus | 3145.2 | 1572.6 | 0.5 | High | Medium-High | 1729.9 | 2201.7 | 1887.1 | 18 | 7 | 4 | 10.8 | 4.3 | Limited | 4380 | 13776 | 38.3
Telecom Base Station | 142.1 | 113.7 | 0.8 | Very Low | None | 125.1 | 99.5 | 85.3 | 2 | 1 | 1 | 0.8 | 0.3 | Limited | 7008 | 996.1 | 47.5
Water Treatment Plant | 1092.8 | 819.6 | 0.75 | Low | Low | 901.6 | 765 | 655.7 | 10 | 4 | 2 | 5.6 | 2.3 | Limited | 6570 | 7180 | 40.6
Shopping Mall | 1578 | 867.9 | 0.55 | Medium-High | Low | 954.7 | 1104.6 | 946.8 | 10 | 4 | 2 | 6 | 2.4 | Limited | 4818 | 7602.7 | 31